## MOC
AULIX lighting s.r.o. | [9 empty] | tel.: + 420 241 402 565
Náměstí Na Sádkách 705 | [9 empty] | e-mail: info@aulix.cz
252 41 Dolní Břežany | [9 empty] | www.aulix.cz
AULIX - ceník LED2 2024
Platí od 9.8.2024
Uvedené ceny jsou maloobchodní a bez případných recyklačních poplatků. DPH 21%.
Stmívatelné verze:
Standard: LED2 XXXXXXXX. |  | D | DALI/PUSH (LINO série jen DALI)
|  | DT | TRIAC (fázové)
Atyp: LED2 XXXXXXXX... |  | DTW | DALI Tunable White DT8
|  | ZB | ZigBee (dálk.ovládání - viz příslušenství)
|  | ZBTW | ZigBee Tunable White (dálk.ovládání - viz příslušenství)
|  | CS | Casambi (dálk.ovládání - viz příslušenství)
|  | CSTW | Casambi Tunable White
|  | RF | RF ELKO EP (dálk.ovládání - viz příslušenství)
Novinka - jaro 2024
Novinka - podzim 2024
Novinka - zima 2024
Název | Rodina | New/Out | ECONOMY by LED2 | Výkon | CCT | Obj.číslo | EAN | Popis | MOC vč.DPH | MOC bez DPH | RP | Barva | Barva RAL | Materiál svítidlo/difusor | Barva difusoru | Voltáž / Frekvence | Driver mA | Stmívatelné | Pohybový senzor | CRI | SDCM | Životnost | Lumen | Lm/W (ze světla) | Lm/W (z čipu) | čas/W/lm | Energet.třída | UGR | Úhel záření | IP | Průměr / délka | Šířka | Výška | Rozměry svítidla | Délka závěsu | Mont.otvor | Rozměry balení | Třída ochrany | Počet v balení | 1 ITF code | 2 ITF code | Objem balení m3 | Hmotnost produktu kg | Hmotnost balení kg
ROXY, W | ROXY |  |  | 2W | 2700K/3000K | A132451 | 8585054413850 | LED2 A132451 ROXY, W 2W DIM 2700K/3000K | 3333.55 | 2755 | 4 | WHITE | 9016 | ALUMINIUM/PMMA | PRISMATIC | BATTERY/DC5V/1A - battery life 11hrs | N/A | TOUCH DIM | N/A | 80+ | < 3 | L80 B20 30.000h | 150lm | 75lm/W | 100lm/W | N/A | G | N/A | 100° | IP 65 | d110 mm | N/A | 360 mm | d110x360 mm | N/A | N/A | 150x130x420 mm | 3 | 6 | 18585054413857 | N/A | 0.00819 | 0.85 | 1.2
ROXY, B | ROXY |  |  | 2W | 2700K/3000K | A132453 | 8585054413867 | LED2 A132453 ROXY, B 2W DIM 2700K/3000K | 3333.55 | 2755 | 4 | BLACK | 9011 | ALUMINIUM/PMMA | PRISMATIC | BATTERY/DC5V/1A - battery life 11hrs | N/A | TOUCH DIM | N/A | 80+ | < 3 | L80 B20 30.000h | 150lm | 75lm/W | 100lm/W | N/A | G | N/A | 100° | IP 65 | d110 mm | N/A | 360 mm | d110x360 mm | N/A | N/A | 150x130x420 mm | 3 | 6 | 18585054413864 | N/A | 0.00819 | 0.85 | 1.2
ROXY MINI, W | ROXY |  |  | 2W | 2200K/3000K | A132551 | 8585054423415 | LED2 A132551 ROXY MINI, W 2W DIM 2200K/3000K | 2631.75 | 2175 | 4 | WHITE | 9016 | ALUMINIUM/PMMA | PRISMATIC | BATTERY/DC5V/1A - battery life 11hrs | N/A | TOUCH DIM | N/A | 80+ | < 3 | L80 B20 30.000h | 150lm | 75lm/W | 100lm/W | N/A | G | N/A | 100° | IP 65 | d75 mm | N/A | 200 mm | d75x200 mm | N/A | N/A | 240x120x90 mm | 3 | 12 | 18585054423412 | N/A | 0.002592 | 0.42 | 0.7
ROXY MINI, B | ROXY |  |  | 2W | 2200K/3000K | A132553 | 8585054423422 | LED2 A132553 ROXY MINI, B 2W DIM 2200K/3000K | 2631.75 | 2175 | 4 | BLACK | 9011 | ALUMINIUM/PMMA | PRISMATIC | BATTERY/DC5V/1A - battery life 11hrs | N/A | TOUCH DIM | N/A | 80+ | < 3 | L80 B20 30.000h | 150lm | 75lm/W | 100lm/W | N/A | G | N/A | 100° | IP 65 | d75 mm | N/A | 200 mm | d75x200 mm | N/A | N/A | 240x120x90 mm | 3 | 12 | 18585054423429 | N/A | 0.002592 | 0.42 | 0.7
ROXY MINI, TC | ROXY |  |  | 2W | 2200K/3000K | A1325519 | 8585054423439 | LED2 A1325519 ROXY MINI, TC 2W DIM 2200K/3000K | 2631.75 | 2175 | 4 | TERRACOTTA | 3022 | ALUMINIUM/PMMA | PRISMATIC | BATTERY/DC5V/1A - battery life 11hrs | N/A | TOUCH DIM | N/A | 80+ | < 3 | L80 B20 30.000h | 150lm | 75lm/W | 100lm/W | N/A | G | N/A | 100° | IP 65 | d75 mm | N/A | 200 mm | d75x200 mm | N/A | N/A | 240x120x90 mm | 3 | 12 | 18585054423436 | N/A | 0.002592 | 0.42 | 0.7
ROXY MINI, GRN | ROXY |  |  | 2W | 2200K/3000K | A1325529 | 8585054423446 | LED2 A1325529 ROXY MINI, GRN 2W DIM 2200K/3000K | 2631.75 | 2175 | 4 | GREEN | 6021 | ALUMINIUM/PMMA | PRISMATIC | BATTERY/DC5V/1A - battery life 11hrs | N/A | TOUCH DIM | N/A | 80+ | < 3 | L80 B20 30.000h | 150lm | 75lm/W | 100lm/W | N/A | G | N/A | 100° | IP 65 | d75 mm | N/A | 200 mm | d75x200 mm | N/A | N/A | 240x120x90 mm | 3 | 12 | 18585054423443 | N/A | 0.002592 | 0.42 | 0.7
ROXY MINI CH.T. | ROXY |  |  | N/A | N/A | A139903 | 8585054423453 | LED2 A139903 ROXY MINI MULTIPLE CHARGING TABLE | 12281.5 | 10150 |  | BLACK | 9005 | PC | N/A | 220-240V/50-60Hz | N/A | N/A | N/A | N/A | N/A | N/A | N/A | N/A | N/A | N/A | N/A | N/A | N/A | IP 20 | 470 mm | 290 mm | 41 mm | 470x290x41 mm | N/A | N/A | 570x340x50 mm | 2 | 6 | 18585054423450 | N/A | 0.00969 | 2.25 | 2.25
TINY | TINY |  |  | N/A | N/A | 1110900 | 8585054400034 | LED2 1110900 TINY SATIN RING | 456.17 | 377 |  | SATIN | N/A | PMMA | FROSTED | N/A | N/A | N/A | N/A | N/A | N/A | N/A | N/A | N/A | N/A | N/A | N/A | N/A | N/A | IP 20 | N/A | N/A | N/A | N/A | N/A | N/A | 80x80x30 mm | N/A | 5 | 18585054400031 | N/A | 0.000192 | 0.08 | 0.08
TINY, W | TINY |  |  | 8W | 3000K | 1110931 | 8585054400010 | LED2 1110931 TINY, W 8W 3000K | 2280.85 | 1885 | 4 | WHITE | 9003 | ALUMINIUM/PMMA | TRANSPARENT | 220-240V/50-60Hz | AC LED | ON/OFF | N/A | 90+ | < 3 | L80 B20 30.000h | 510lm | 64lm/W | 90lm/W | N/A | G | N/A | 60° | IP 20 | d78 mm | N/A | 70 mm | d78x70 mm | N/A | N/A | 100x100x80 mm | 1 | 12 | 18585054400017 | N/A | 0.0008 | 0.3 | 0.4
TINY, B | TINY |  |  | 8W | 3000K | 1110933 | 8585054400027 | LED2 1110933 TINY, B 8W 3000K | 2280.85 | 1885 | 4 | BLACK | 9005 | ALUMINIUM/PMMA | TRANSPARENT | 220-240V/50-60Hz | AC LED | ON/OFF | N/A | 90+ | < 3 | L80 B20 30.000h | 510lm | 64lm/W | 90lm/W | N/A | G | N/A | 60° | IP 20 | d78 mm | N/A | 70 mm | d78x70 mm | N/A | N/A | 100x100x80 mm | 1 | 12 | 18585054400024 | N/A | 0.0008 | 0.3 | 0.4
TINY II M, W | TINY II |  |  | 8W | 3000K | 1480431 | 8585054426171 | LED2 1480431 TINY II M, W 8W 3000K | 1368.51 | 1131 | 4 | WHITE | 9016 | ALUMINIUM/PMMA | TRANSPARENT | 220-240V/50-60Hz | 200 mA | ON/OFF | N/A | 90+ | < 3 | L80 B20 50.000h | 720lm | 90lm/W | 170lm/W | N/A | E | N/A | 38° | IP 20 | d75 mm | N/A | 95 mm | d75x95 mm | N/A | N/A | 80x80x115 mm | 1 | 30 | 18585054426178 | N/A | 0.000736 | 0.4 | 0.5
TINY II M, W | TINY II |  |  | 8W | 3000K | 1480431D | 8585054426713 | LED2 1480431D TINY II M, W DALI/PUSH DIM 8W 3000K | 2701.93 | 2233 | 4 | WHITE | 9016 | ALUMINIUM/PMMA | TRANSPARENT | 220-240V/50-60Hz | 200 mA | DALI/PUSH | N/A | 90+ | < 3 | L80 B20 50.000h | 720lm | 90lm/W | 170lm/W | N/A | E | N/A | 38° | IP 20 | d75 mm | N/A | 95 mm | d75x95 mm | N/A | N/A | 80x80x115 mm | 1 | 1 | N/A | N/A | 0.000736 | 0.4 | 0.5
TINY II M, W | TINY II |  |  | 11W | 3000K | 1480431DT | 8585054426720 | LED2 1480431DT TINY II M, W TRIAC DIM 11W 3000K | 2140.49 | 1769 | 4 | WHITE | 9016 | ALUMINIUM/PMMA | TRANSPARENT | 220-240V/50-60Hz | 260 mA | TRIAC | N/A | 90+ | < 3 | L80 B20 50.000h | 970lm | 90lm/W | 170lm/W | N/A | E | N/A | 38° | IP 20 | d75 mm | N/A | 95 mm | d75x95 mm | N/A | N/A | 80x80x115 mm | 1 | 1 | N/A | N/A | 0.000736 | 0.4 | 0.5
TINY II M, B | TINY II |  |  | 8W | 3000K | 1480433 | 8585054426188 | LED2 1480433 TINY II M, B 8W 3000K | 1368.51 | 1131 | 4 | BLACK | 9017 | ALUMINIUM/PMMA | TRANSPARENT | 220-240V/50-60Hz | 200 mA | ON/OFF | N/A | 90+ | < 3 | L80 B20 50.000h | 720lm | 90lm/W | 170lm/W | N/A | E | N/A | 38° | IP 20 | d75 mm | N/A | 95 mm | d75x95 mm | N/A | N/A | 80x80x115 mm | 1 | 30 | 18585054426185 | N/A | 0.000736 | 0.4 | 0.5
TINY II M, B | TINY II |  |  | 8W | 3000K | 1480433D | 8585054426737 | LED2 1480433D TINY II M, B DALI/PUSH 8W 3000K | 2701.93 | 2233 | 4 | BLACK | 9017 | ALUMINIUM/PMMA | TRANSPARENT | 220-240V/50-60Hz | 200 mA | DALI/PUSH | N/A | 90+ | < 3 | L80 B20 50.000h | 720lm | 90lm/W | 170lm/W | N/A | E | N/A | 38° | IP 20 | d75 mm | N/A | 95 mm | d75x95 mm | N/A | N/A | 80x80x115 mm | 1 | 1 | N/A | N/A | 0.000736 | 0.4 | 0.5
TINY II M, B | TINY II |  |  | 11W | 3000K | 1480433DT | 8585054426744 | LED2 1480433DT TINY II M, B TRIAC DIM 11W 3000K | 2140.49 | 1769 | 4 | BLACK | 9017 | ALUMINIUM/PMMA | TRANSPARENT | 220-240V/50-60Hz | 260 mA | TRIAC | N/A | 90+ | < 3 | L80 B20 50.000h | 970lm | 90lm/W | 170lm/W | N/A | E | N/A | 38° | IP 20 | d75 mm | N/A | 95 mm | d75x95 mm | N/A | N/A | 80x80x115 mm | 1 | 1 | N/A | N/A | 0.000736 | 0.4 | 0.5
TINY II L, W | TINY II |  |  | 8W | 3000K | 1480531 | 8585054426195 | LED2 1480531 TINY II L, W 8W 3000K | 1579.05 | 1305 | 4 | WHITE | 9016 | ALUMINIUM/PMMA | TRANSPARENT | 220-240V/50-60Hz | 200 mA | ON/OFF | N/A | 90+ | < 3 | L80 B20 50.000h | 720lm | 90lm/W | 170lm/W | N/A | E | N/A | 38° | IP 20 | d75 mm | N/A | 134 mm | d75x134 mm | N/A | N/A | 80x80x115 mm | 1 | 30 | 18585054426192 | N/A | 0.000736 | 0.5 | 0.6
TINY II L, W | TINY II |  |  | 8W | 3000K | 1480531D | 8585054426751 | LED2 1480531D TINY II L, W DALI/PUSH DIM 8W 3000K | 2912.47 | 2407 | 4 | WHITE | 9016 | ALUMINIUM/PMMA | TRANSPARENT | 220-240V/50-60Hz | 200 mA | DALI/PUSH | N/A | 90+ | < 3 | L80 B20 50.000h | 720lm | 90lm/W | 170lm/W | N/A | E | N/A | 38° | IP 20 | d75 mm | N/A | 134 mm | d75x134 mm | N/A | N/A | 80x80x115 mm | 1 | 1 | N/A | N/A | 0.000736 | 0.5 | 0.6
TINY II L, W | TINY II |  |  | 11W | 3000K | 1480531DT | 8585054426768 | LED2 1480531DT TINY II L, W TRIAC DIM 11W 3000K | 2351.03 | 1943 | 4 | WHITE | 9016 | ALUMINIUM/PMMA | TRANSPARENT | 220-240V/50-60Hz | 260 mA | TRIAC | N/A | 90+ | < 3 | L80 B20 50.000h | 970lm | 90lm/W | 170lm/W | N/A | E | N/A | 38° | IP 20 | d75 mm | N/A | 134 mm | d75x134 mm | N/A | N/A | 80x80x115 mm | 1 | 1 | N/A | N/A | 0.000736 | 0.5 | 0.6
TINY II L, B | TINY II |  |  | 8W | 3000K | 1480533 | 8585054426201 | LED2 1480533 TINY II L, B 8W 3000K | 1579.05 | 1305 | 4 | BLACK | 9017 | ALUMINIUM/PMMA | TRANSPARENT | 220-240V/50-60Hz | 200 mA | ON/OFF | N/A | 90+ | < 3 | L80 B20 50.000h | 720lm | 90lm/W | 170lm/W | N/A | E | N/A | 38° | IP 20 | d75 mm | N/A | 134 mm | d75x134 mm | N/A | N/A | 80x80x115 mm | 1 | 30 | 18585054426208 | N/A | 0.000736 | 0.5 | 0.6
TINY II L, B | TINY II |  |  | 8W | 3000K | 1480533D | 8585054426775 | LED2 1480533D TINY II L, B DALI/PUSH DIM 8W 3000K | 2912.47 | 2407 | 4 | BLACK | 9017 | ALUMINIUM/PMMA | TRANSPARENT | 220-240V/50-60Hz | 200 mA | DALI/PUSH | N/A | 90+ | < 3 | L80 B20 50.000h | 720lm | 90lm/W | 170lm/W | N/A | E | N/A | 38° | IP 20 | d75 mm | N/A | 134 mm | d75x134 mm | N/A | N/A | 80x80x115 mm | 1 | 1 | N/A | N/A | 0.000736 | 0.5 | 0.6
TINY II L, B | TINY II |  |  | 11W | 3000K | 1480533DT | 8585054426782 | LED2 1480533DT TINY II L, B TIRAC DIM 11W 3000K | 2351.03 | 1943 | 4 | BLACK | 9017 | ALUMINIUM/PMMA | TRANSPARENT | 220-240V/50-60Hz | 260 mA | TRIAC | N/A | 90+ | < 3 | L80 B20 50.000h | 970lm | 90lm/W | 170lm/W | N/A | E | N/A | 38° | IP 20 | d75 mm | N/A | 134 mm | d75x134 mm | N/A | N/A | 80x80x115 mm | 1 | 1 | N/A | N/A | 0.000736 | 0.5 | 0.6
TINY II RING, B | TINY II |  |  | N/A | N/A | 6489903 | 8585054426218 | LED2 6489903 TINY II RING, B | 210.54 | 174 |  | BLACK | 9017 | ALUMINIUM | N/A | N/A | N/A | N/A | N/A | N/A | N/A | N/A | N/A | N/A | N/A | N/A | N/A | N/A | N/A | N/A | N/A | N/A | N/A | N/A | N/A | N/A | N/A | N/A | 50 | 18585054426215 | N/A | N/A | 0.04 | 0.04
TINY II RING, G | TINY II |  |  | N/A | N/A | 6489907 | 8585054426225 | LED2 6489907 TINY II RING, G | 210.54 | 174 |  | GOLD | 1036 | ALUMINIUM | N/A | N/A | N/A | N/A | N/A | N/A | N/A | N/A | N/A | N/A | N/A | N/A | N/A | N/A | N/A | N/A | N/A | N/A | N/A | N/A | N/A | N/A | N/A | N/A | 50 | 18585054426222 | N/A | N/A | 0.04 | 0.04
ROLL, W | ROLL |  |  | 6W | 3000K | 1160231 | 8585054400041 | LED2 1160231 ROLL, W 6W 3000K | 2105.4 | 1740 | 4 | WHITE | 9003 | ALUMINIUM/PMMA | TRANSPARENT | 220-240V/50-60Hz | 550 mA | ON/OFF | N/A | 80+ | < 3 | L80B20 50.000h | 530lm | 88lm/W | 85lm/W | N/A | F | N/A | 36° | IP 20 | d90 mm | N/A | 95 mm | d90x95 mm | N/A | N/A | 105x100x105 mm | 1 | 10 | 18585054400048 | N/A | 0.001103 | 0.4 | 0.45
BOX, W | BOX |  |  | 6W | 3000K | 1160131 | 8585054400058 | LED2 1160131 BOX, W 6W 3000K | 2631.75 | 2175 | 4 | WHITE | 9003 | ALUMINIUM/PMMA | TRANSPARENT | 220-240V/50-60Hz | 550 mA | ON/OFF | N/A | 80+ | < 3 | L80B20 50.000h | 530lm | 88lm/W | 85lm/W | N/A | F | N/A | 36° | IP 20 | d90 mm | N/A | 95 mm | d90x95 mm | N/A | N/A | 100x100x105 mm | 1 | 10 | 18585054400055 | N/A | 0.00105 | 0.5 | 0.55
TUBUS A, W | TUBUS |  |  | 9W | 2700K | 1150421 | 8585054408887 | LED2 1150421 TUBUS A, W 9W 2700K | 2701.93 | 2233 | 4 | WHITE | 9016 | ALUMINIUM/PMMA | TRANSPARENT | 220-240V/50-60Hz | 200 mA | ON/OFF | N/A | 90+ | < 3 | L80B20 50.000h | 735lm | 82lm/W | 85lm/W | N/A | F | N/A | 60° | IP 20 | d85 mm | N/A | 143 mm | d85x143 mm | N/A | N/A | 190x120x175 mm | 1 | 1 | N/A | N/A | 0.00399 | 0.5 | 0.65
TUBUS A, W | TUBUS |  |  | 9W | 2700K | 1150421D | 8585054408894 | LED2 1150421D TUBUS A, W DALI/PUSH DIM 9W 2700K | 4280.98 | 3538 | 4 | WHITE | 9016 | ALUMINIUM/PMMA | TRANSPARENT | 220-240V/50-60Hz | 200 mA | DALI/PUSH | N/A | 90+ | < 3 | L80B20 50.000h | 735lm | 82lm/W | 85lm/W | N/A | F | N/A | 60° | IP 20 | d85 mm | N/A | 143 mm | d85x143 mm | N/A | N/A | 190x120x175 mm | 1 | 1 | N/A | N/A | 0.00399 | 0.5 | 0.65
TUBUS A, W | TUBUS |  |  | 9W | 2700K | 1150421DT | 8585054409723 | LED2 1150421DT TUBUS A, W TRIAC DIM 9W 2700K | 3473.91 | 2871 | 4 | WHITE | 9016 | ALUMINIUM/PMMA | TRANSPARENT | 220-240V/50-60Hz | 200 mA | TRIAC | N/A | 90+ | < 3 | L80B20 50.000h | 735lm | 82lm/W | 85lm/W | N/A | F | N/A | 60° | IP 20 | d85 mm | N/A | 143 mm | d85x143 mm | N/A | N/A | 190x120x175 mm | 1 | 1 | N/A | N/A | 0.00399 | 0.5 | 0.65
TUBUS A, B | TUBUS |  |  | 9W | 2700K | 1150423 | 8585054408900 | LED2 1150423 TUBUS A, B 9W 2700K | 2701.93 | 2233 | 4 | BLACK | 9005 | ALUMINIUM/PMMA | TRANSPARENT | 220-240V/50-60Hz | 200 mA | ON/OFF | N/A | 90+ | < 3 | L80B20 50.000h | 735lm | 82lm/W | 85lm/W | N/A | F | N/A | 60° | IP 20 | d85 mm | N/A | 143 mm | d85x143 mm | N/A | N/A | 190x120x175 mm | 1 | 1 | N/A | N/A | 0.00399 | 0.5 | 0.65
TUBUS A, B | TUBUS |  |  | 9W | 2700K | 1150423D | 8585054408917 | LED2 1150423D TUBUS A, B DALI/PUSH DIM 9W 2700K | 4280.98 | 3538 | 4 | BLACK | 9005 | ALUMINIUM/PMMA | TRANSPARENT | 220-240V/50-60Hz | 200 mA | DALI/PUSH | N/A | 90+ | < 3 | L80B20 50.000h | 735lm | 82lm/W | 85lm/W | N/A | F | N/A | 60° | IP 20 | d85 mm | N/A | 143 mm | d85x143 mm | N/A | N/A | 190x120x175 mm | 1 | 1 | N/A | N/A | 0.00399 | 0.5 | 0.65
TUBUS A, B | TUBUS |  |  | 9W | 2700K | 1150423DT | 8585054409754 | LED2 1150423DT TUBUS A, B TRIAC DIM 9W 2700K | 3473.91 | 2871 | 4 | BLACK | 9005 | ALUMINIUM/PMMA | TRANSPARENT | 220-240V/50-60Hz | 200 mA | TRIAC | N/A | 90+ | < 3 | L80B20 50.000h | 735lm | 82lm/W | 85lm/W | N/A | F | N/A | 60° | IP 20 | d85 mm | N/A | 143 mm | d85x143 mm | N/A | N/A | 190x120x175 mm | 1 | 1 | N/A | N/A | 0.00399 | 0.5 | 0.65
TUBUS A, W | TUBUS |  |  | 9W | 3000K | 1150431 | 8585054400065 | LED2 1150431 TUBUS A, W 9W 3000K | 2701.93 | 2233 | 4 | WHITE | 9016 | ALUMINIUM/PMMA | TRANSPARENT | 220-240V/50-60Hz | 200 mA | ON/OFF | N/A | 90+ | < 3 | L80B20 50.000h | 735lm | 82lm/W | 85lm/W | N/A | F | N/A | 60° | IP 20 | d85 mm | N/A | 143 mm | d85x143 mm | N/A | N/A | 190x120x175 mm | 1 | 1 | N/A | N/A | 0.00399 | 0.5 | 0.65
TUBUS A, W | TUBUS |  |  | 9W | 3000K | 1150431D | 8585054406517 | LED2 1150431D TUBUS A, W DALI/PUSH DIM 9W 3000K | 4280.98 | 3538 | 4 | WHITE | 9016 | ALUMINIUM/PMMA | TRANSPARENT | 220-240V/50-60Hz | 200 mA | DALI/PUSH | N/A | 90+ | < 3 | L80B20 50.000h | 735lm | 82lm/W | 85lm/W | N/A | F | N/A | 60° | IP 20 | d85 mm | N/A | 143 mm | d85x143 mm | N/A | N/A | 190x120x175 mm | 1 | 1 | N/A | N/A | 0.00399 | 0.5 | 0.65
TUBUS A, W | TUBUS |  |  | 9W | 3000K | 1150431DT | 8585054409730 | LED2 1150431DT TUBUS A, W TRIAC DIM 9W 3000K | 3473.91 | 2871 | 4 | WHITE | 9016 | ALUMINIUM/PMMA | TRANSPARENT | 220-240V/50-60Hz | 200 mA | TRIAC | N/A | 90+ | < 3 | L80B20 50.000h | 735lm | 82lm/W | 85lm/W | N/A | F | N/A | 60° | IP 20 | d85 mm | N/A | 143 mm | d85x143 mm | N/A | N/A | 190x120x175 mm | 1 | 1 | N/A | N/A | 0.00399 | 0.5 | 0.65
TUBUS A, B | TUBUS |  |  | 9W | 3000K | 1150433 | 8585054400089 | LED2 1150433 TUBUS A, B 9W 3000K | 2701.93 | 2233 | 4 | BLACK | 9005 | ALUMINIUM/PMMA | TRANSPARENT | 220-240V/50-60Hz | 200 mA | ON/OFF | N/A | 90+ | < 3 | L80B20 50.000h | 735lm | 82lm/W | 85lm/W | N/A | F | N/A | 60° | IP 20 | d85 mm | N/A | 143 mm | d85x143 mm | N/A | N/A | 190x120x175 mm | 1 | 1 | N/A | N/A | 0.00399 | 0.5 | 0.65
TUBUS A, B | TUBUS |  |  | 9W | 3000K | 1150433D | 8585054406531 | LED2 1150433D TUBUS A, B DALI/PUSH DIM 9W 3000K | 4280.98 | 3538 | 4 | BLACK | 9005 | ALUMINIUM/PMMA | TRANSPARENT | 220-240V/50-60Hz | 200 mA | DALI/PUSH | N/A | 90+ | < 3 | L80B20 50.000h | 735lm | 82lm/W | 85lm/W | N/A | F | N/A | 60° | IP 20 | d85 mm | N/A | 143 mm | d85x143 mm | N/A | N/A | 190x120x175 mm | 1 | 1 | N/A | N/A | 0.00399 | 0.5 | 0.65
TUBUS A, B | TUBUS |  |  | 9W | 3000K | 1150433DT | 8585054409761 | LED2 1150433DT TUBUS A, B TRIAC DIM 9W 3000K | 3473.91 | 2871 | 4 | BLACK | 9005 | ALUMINIUM/PMMA | TRANSPARENT | 220-240V/50-60Hz | 200 mA | TRIAC | N/A | 90+ | < 3 | L80B20 50.000h | 735lm | 82lm/W | 85lm/W | N/A | F | N/A | 60° | IP 20 | d85 mm | N/A | 143 mm | d85x143 mm | N/A | N/A | 190x120x175 mm | 1 | 1 | N/A | N/A | 0.00399 | 0.5 | 0.65
TUBUS A, W | TUBUS |  |  | 9W | 4000K | 1150441 | 8585054400072 | LED2 1150441 TUBUS A, W 9W 4000K | 2701.93 | 2233 | 4 | WHITE | 9016 | ALUMINIUM/PMMA | TRANSPARENT | 220-240V/50-60Hz | 200 mA | ON/OFF | N/A | 90+ | < 3 | L80B20 50.000h | 820lm | 91lm/W | 85lm/W | N/A | F | N/A | 60° | IP 20 | d85 mm | N/A | 143 mm | d85x143 mm | N/A | N/A | 190x120x175 mm | 1 | 1 | N/A | N/A | 0.00399 | 0.5 | 0.65
TUBUS A, W | TUBUS |  |  | 9W | 4000K | 1150441D | 8585054406524 | LED2 1150441D TUBUS A, W DALI/PUSH DIM 9W 4000K | 4280.98 | 3538 | 4 | WHITE | 9016 | ALUMINIUM/PMMA | TRANSPARENT | 220-240V/50-60Hz | 200 mA | DALI/PUSH | N/A | 90+ | < 3 | L80B20 50.000h | 820lm | 91lm/W | 85lm/W | N/A | F | N/A | 60° | IP 20 | d85 mm | N/A | 143 mm | d85x143 mm | N/A | N/A | 190x120x175 mm | 1 | 1 | N/A | N/A | 0.00399 | 0.5 | 0.65
TUBUS A, W | TUBUS |  |  | 9W | 4000K | 1150441DT | 8585054409747 | LED2 1150441DT TUBUS A, W TRIAC DIM 9W 4000K | 3473.91 | 2871 | 4 | WHITE | 9016 | ALUMINIUM/PMMA | TRANSPARENT | 220-240V/50-60Hz | 200 mA | TRIAC | N/A | 90+ | < 3 | L80B20 50.000h | 820lm | 91lm/W | 85lm/W | N/A | F | N/A | 60° | IP 20 | d85 mm | N/A | 143 mm | d85x143 mm | N/A | N/A | 190x120x175 mm | 1 | 1 | N/A | N/A | 0.00399 | 0.5 | 0.65
TUBUS A, B | TUBUS |  |  | 9W | 4000K | 1150443 | 8585054400096 | LED2 1150443 TUBUS A, B 9W 4000K | 2701.93 | 2233 | 4 | BLACK | 9005 | ALUMINIUM/PMMA | TRANSPARENT | 220-240V/50-60Hz | 200 mA | ON/OFF | N/A | 90+ | < 3 | L80B20 50.000h | 820lm | 91lm/W | 85lm/W | N/A | F | N/A | 60° | IP 20 | d85 mm | N/A | 143 mm | d85x143 mm | N/A | N/A | 190x120x175 mm | 1 | 1 | N/A | N/A | 0.00399 | 0.5 | 0.65
TUBUS A, B | TUBUS |  |  | 9W | 4000K | 1150443D | 8585054406548 | LED2 1150443D TUBUS A, B DALI/PUSH DIM 9W 4000K | 4280.98 | 3538 | 4 | BLACK | 9005 | ALUMINIUM/PMMA | TRANSPARENT | 220-240V/50-60Hz | 200 mA | DALI/PUSH | N/A | 90+ | < 3 | L80B20 50.000h | 820lm | 91lm/W | 85lm/W | N/A | F | N/A | 60° | IP 20 | d85 mm | N/A | 143 mm | d85x143 mm | N/A | N/A | 190x120x175 mm | 1 | 1 | N/A | N/A | 0.00399 | 0.5 | 0.65
TUBUS A, B | TUBUS |  |  | 9W | 4000K | 1150443DT | 8585054409778 | LED2 1150443DT TUBUS A, B TRIAC DIM 9W 4000K | 3473.91 | 2871 | 4 | BLACK | 9005 | ALUMINIUM/PMMA | TRANSPARENT | 220-240V/50-60Hz | 200 mA | TRIAC | N/A | 90+ | < 3 | L80B20 50.000h | 820lm | 91lm/W | 85lm/W | N/A | F | N/A | 60° | IP 20 | d85 mm | N/A | 143 mm | d85x143 mm | N/A | N/A | 190x120x175 mm | 1 | 1 | N/A | N/A | 0.00399 | 0.5 | 0.65
TUBUS B, W | TUBUS |  |  | 9W | 2700K | 1150521 | 8585054408924 | LED2 1150521 TUBUS B, W 9W 2700K | 2701.93 | 2233 | 4 | WHITE | 9016 | ALUMINIUM/PMMA | TRANSPARENT | 220-240V/50-60Hz | 200 mA | ON/OFF | N/A | 90+ | < 3 | L80B20 50.000h | 735lm | 82lm/W | 85lm/W | N/A | F | N/A | 60° | IP 20 | d85 mm | N/A | 134 mm | d85x134 mm | N/A | N/A | 190x120x175 mm | 1 | 1 | N/A | N/A | 0.00399 | 0.5 | 0.65
TUBUS B, W | TUBUS |  |  | 9W | 2700K | 1150521D | 8585054408931 | LED2 1150521D TUBUS B, W DALI/PUSH DIM 9W 2700K | 4280.98 | 3538 | 4 | WHITE | 9016 | ALUMINIUM/PMMA | TRANSPARENT | 220-240V/50-60Hz | 200 mA | DALI/PUSH | N/A | 90+ | < 3 | L80B20 50.000h | 735lm | 82lm/W | 85lm/W | N/A | F | N/A | 60° | IP 20 | d85 mm | N/A | 134 mm | d85x134 mm | N/A | N/A | 190x120x175 mm | 1 | 1 | N/A | N/A | 0.00399 | 0.5 | 0.65
TUBUS B, W | TUBUS |  |  | 9W | 2700K | 1150521DT | 8585054409785 | LED2 1150521DT TUBUS B, W TRIAC DIM 9W 2700K | 3473.91 | 2871 | 4 | WHITE | 9016 | ALUMINIUM/PMMA | TRANSPARENT | 220-240V/50-60Hz | 200 mA | TRIAC | N/A | 90+ | < 3 | L80B20 50.000h | 735lm | 82lm/W | 85lm/W | N/A | F | N/A | 60° | IP 20 | d85 mm | N/A | 134 mm | d85x134 mm | N/A | N/A | 190x120x175 mm | 1 | 1 | N/A | N/A | 0.00399 | 0.5 | 0.65
TUBUS B, B | TUBUS |  |  | 9W | 2700K | 1150523 | 8585054408948 | LED2 1150523 TUBUS B, B 9W 2700K | 2701.93 | 2233 | 4 | BLACK | 9005 | ALUMINIUM/PMMA | TRANSPARENT | 220-240V/50-60Hz | 200 mA | ON/OFF | N/A | 90+ | < 3 | L80B20 50.000h | 735lm | 82lm/W | 85lm/W | N/A | F | N/A | 60° | IP 20 | d85 mm | N/A | 134 mm | d85x134 mm | N/A | N/A | 190x120x175 mm | 1 | 1 | N/A | N/A | 0.00399 | 0.5 | 0.65
TUBUS B, B | TUBUS |  |  | 9W | 2700K | 1150523D | 8585054408955 | LED2 1150523D TUBUS B, B DALI/PUSH DIM 9W 2700K | 4280.98 | 3538 | 4 | BLACK | 9005 | ALUMINIUM/PMMA | TRANSPARENT | 220-240V/50-60Hz | 200 mA | DALI/PUSH | N/A | 90+ | < 3 | L80B20 50.000h | 735lm | 82lm/W | 85lm/W | N/A | F | N/A | 60° | IP 20 | d85 mm | N/A | 134 mm | d85x134 mm | N/A | N/A | 190x120x175 mm | 1 | 1 | N/A | N/A | 0.00399 | 0.5 | 0.65
TUBUS B, B | TUBUS |  |  | 9W | 2700K | 1150523DT | 8585054409815 | LED2 1150523DT TUBUS B, B TRIAC DIM 9W 2700K | 3473.91 | 2871 | 4 | BLACK | 9005 | ALUMINIUM/PMMA | TRANSPARENT | 220-240V/50-60Hz | 200 mA | TRIAC | N/A | 90+ | < 3 | L80B20 50.000h | 735lm | 82lm/W | 85lm/W | N/A | F | N/A | 60° | IP 20 | d85 mm | N/A | 134 mm | d85x134 mm | N/A | N/A | 190x120x175 mm | 1 | 1 | N/A | N/A | 0.00399 | 0.5 | 0.65
TUBUS B, W | TUBUS |  |  | 9W | 3000K | 1150531 | 8585054400102 | LED2 1150531 TUBUS B, W 9W 3000K | 2701.93 | 2233 | 4 | WHITE | 9016 | ALUMINIUM/PMMA | TRANSPARENT | 220-240V/50-60Hz | 200 mA | ON/OFF | N/A | 90+ | < 3 | L80B20 50.000h | 735lm | 82lm/W | 85lm/W | N/A | F | N/A | 60° | IP 20 | d85 mm | N/A | 134 mm | d85x134 mm | N/A | N/A | 190x120x175 mm | 1 | 1 | N/A | N/A | 0.00399 | 0.5 | 0.65
TUBUS B, W | TUBUS |  |  | 9W | 3000K | 1150531D | 8585054406555 | LED2 1150531D TUBUS B, W DALI/PUSH DIM 9W 3000K | 4280.98 | 3538 | 4 | WHITE | 9016 | ALUMINIUM/PMMA | TRANSPARENT | 220-240V/50-60Hz | 200 mA | DALI/PUSH | N/A | 90+ | < 3 | L80B20 50.000h | 735lm | 82lm/W | 85lm/W | N/A | F | N/A | 60° | IP 20 | d85 mm | N/A | 134 mm | d85x134 mm | N/A | N/A | 190x120x175 mm | 1 | 1 | N/A | N/A | 0.00399 | 0.5 | 0.65
TUBUS B, W | TUBUS |  |  | 9W | 3000K | 1150531DT | 8585054409792 | LED2 1150531DT TUBUS B, W TRIAC DIM 9W 3000K | 3473.91 | 2871 | 4 | WHITE | 9016 | ALUMINIUM/PMMA | TRANSPARENT | 220-240V/50-60Hz | 200 mA | TRIAC | N/A | 90+ | < 3 | L80B20 50.000h | 735lm | 82lm/W | 85lm/W | N/A | F | N/A | 60° | IP 20 | d85 mm | N/A | 134 mm | d85x134 mm | N/A | N/A | 190x120x175 mm | 1 | 1 | N/A | N/A | 0.00399 | 0.5 | 0.65
TUBUS B, B | TUBUS |  |  | 9W | 3000K | 1150533 | 8585054400126 | LED2 1150533 TUBUS B, B 9W 3000K | 2701.93 | 2233 | 4 | BLACK | 9005 | ALUMINIUM/PMMA | TRANSPARENT | 220-240V/50-60Hz | 200 mA | ON/OFF | N/A | 90+ | < 3 | L80B20 50.000h | 735lm | 82lm/W | 85lm/W | N/A | F | N/A | 60° | IP 20 | d85 mm | N/A | 134 mm | d85x134 mm | N/A | N/A | 190x120x175 mm | 1 | 1 | N/A | N/A | 0.00399 | 0.5 | 0.65
TUBUS B, B | TUBUS |  |  | 9W | 3000K | 1150533D | 8585054406579 | LED2 1150533D TUBUS B, B DALI/PUSH DIM 9W 3000K | 4280.98 | 3538 | 4 | BLACK | 9005 | ALUMINIUM/PMMA | TRANSPARENT | 220-240V/50-60Hz | 200 mA | DALI/PUSH | N/A | 90+ | < 3 | L80B20 50.000h | 735lm | 82lm/W | 85lm/W | N/A | F | N/A | 60° | IP 20 | d85 mm | N/A | 134 mm | d85x134 mm | N/A | N/A | 190x120x175 mm | 1 | 1 | N/A | N/A | 0.00399 | 0.5 | 0.65
TUBUS B, B | TUBUS |  |  | 9W | 3000K | 1150533DT | 8585054409822 | LED2 1150533DT TUBUS B, B TRIAC DIM 9W 3000K | 3473.91 | 2871 | 4 | BLACK | 9005 | ALUMINIUM/PMMA | TRANSPARENT | 220-240V/50-60Hz | 200 mA | TRIAC | N/A | 90+ | < 3 | L80B20 50.000h | 735lm | 82lm/W | 85lm/W | N/A | F | N/A | 60° | IP 20 | d85 mm | N/A | 134 mm | d85x134 mm | N/A | N/A | 190x120x175 mm | 1 | 1 | N/A | N/A | 0.00399 | 0.5 | 0.65
TUBUS B, W | TUBUS |  |  | 9W | 4000K | 1150541 | 8585054400119 | LED2 1150541 TUBUS B, W 9W 4000K | 2701.93 | 2233 | 4 | WHITE | 9016 | ALUMINIUM/PMMA | TRANSPARENT | 220-240V/50-60Hz | 200 mA | ON/OFF | N/A | 90+ | < 3 | L80B20 50.000h | 820lm | 91lm/W | 85lm/W | N/A | F | N/A | 60° | IP 20 | d85 mm | N/A | 134 mm | d85x134 mm | N/A | N/A | 190x120x175 mm | 1 | 1 | N/A | N/A | 0.00399 | 0.5 | 0.65
TUBUS B, W | TUBUS |  |  | 9W | 4000K | 1150541D | 8585054406562 | LED2 1150541D TUBUS B, W DALI/PUSH DIM 9W 4000K | 4280.98 | 3538 | 4 | WHITE | 9016 | ALUMINIUM/PMMA | TRANSPARENT | 220-240V/50-60Hz | 200 mA | DALI/PUSH | N/A | 90+ | < 3 | L80B20 50.000h | 820lm | 91lm/W | 85lm/W | N/A | F | N/A | 60° | IP 20 | d85 mm | N/A | 134 mm | d85x134 mm | N/A | N/A | 190x120x175 mm | 1 | 1 | N/A | N/A | 0.00399 | 0.5 | 0.65
TUBUS B, W | TUBUS |  |  | 9W | 4000K | 1150541DT | 8585054409808 | LED2 1150541DT TUBUS B, W TRIAC DIM 9W 4000K | 3473.91 | 2871 | 4 | WHITE | 9016 | ALUMINIUM/PMMA | TRANSPARENT | 220-240V/50-60Hz | 200 mA | TRIAC | N/A | 90+ | < 3 | L80B20 50.000h | 820lm | 91lm/W | 85lm/W | N/A | F | N/A | 60° | IP 20 | d85 mm | N/A | 134 mm | d85x134 mm | N/A | N/A | 190x120x175 mm | 1 | 1 | N/A | N/A | 0.00399 | 0.5 | 0.65
TUBUS B, B | TUBUS |  |  | 9W | 4000K | 1150543 | 8585054400133 | LED2 1150543 TUBUS B, B 9W 4000K | 2701.93 | 2233 | 4 | BLACK | 9005 | ALUMINIUM/PMMA | TRANSPARENT | 220-240V/50-60Hz | 200 mA | ON/OFF | N/A | 90+ | < 3 | L80B20 50.000h | 820lm | 91lm/W | 85lm/W | N/A | F | N/A | 60° | IP 20 | d85 mm | N/A | 134 mm | d85x134 mm | N/A | N/A | 190x120x175 mm | 1 | 1 | N/A | N/A | 0.00399 | 0.5 | 0.65
TUBUS B, B | TUBUS |  |  | 9W | 4000K | 1150543D | 8585054406586 | LED2 1150543D TUBUS B, B DALI/PUSH DIM 9W 4000K | 4280.98 | 3538 | 4 | BLACK | 9005 | ALUMINIUM/PMMA | TRANSPARENT | 220-240V/50-60Hz | 200 mA | DALI/PUSH | N/A | 90+ | < 3 | L80B20 50.000h | 820lm | 91lm/W | 85lm/W | N/A | F | N/A | 60° | IP 20 | d85 mm | N/A | 134 mm | d85x134 mm | N/A | N/A | 190x120x175 mm | 1 | 1 | N/A | N/A | 0.00399 | 0.5 | 0.65
TUBUS B, B | TUBUS |  |  | 9W | 4000K | 1150543DT | 8585054409839 | LED2 1150543DT TUBUS B, B TRIAC DIM 9W 4000K | 3473.91 | 2871 | 4 | BLACK | 9005 | ALUMINIUM/PMMA | TRANSPARENT | 220-240V/50-60Hz | 200 mA | TRIAC | N/A | 90+ | < 3 | L80B20 50.000h | 820lm | 91lm/W | 85lm/W | N/A | F | N/A | 60° | IP 20 | d85 mm | N/A | 134 mm | d85x134 mm | N/A | N/A | 190x120x175 mm | 1 | 1 | N/A | N/A | 0.00399 | 0.5 | 0.65
TUBUS C, W | TUBUS |  |  | 9W | 2700K | 1150621 | 8585054408962 | LED2 1150621 TUBUS C, W 9W 2700K | 2701.93 | 2233 | 4 | WHITE | 9016 | ALUMINIUM/PMMA | TRANSPARENT | 220-240V/50-60Hz | 200 mA | ON/OFF | N/A | 90+ | < 3 | L80B20 50.000h | 735lm | 82lm/W | 85lm/W | N/A | F | N/A | 60° | IP 20 | d85 mm | N/A | 134 mm | d85x134 mm | N/A | N/A | 190x120x175 mm | 1 | 1 | N/A | N/A | 0.00399 | 0.5 | 0.65
TUBUS C, W | TUBUS |  |  | 9W | 2700K | 1150621D | 8585054408979 | LED2 1150621D TUBUS C, W DALI/PUSH DIM 9W 2700K | 4280.98 | 3538 | 4 | WHITE | 9016 | ALUMINIUM/PMMA | TRANSPARENT | 220-240V/50-60Hz | 200 mA | DALI/PUSH | N/A | 90+ | < 3 | L80B20 50.000h | 735lm | 82lm/W | 85lm/W | N/A | F | N/A | 60° | IP 20 | d85 mm | N/A | 134 mm | d85x134 mm | N/A | N/A | 190x120x175 mm | 1 | 1 | N/A | N/A | 0.00399 | 0.5 | 0.65
TUBUS C, W | TUBUS |  |  | 9W | 2700K | 1150621DT | 8585054409846 | LED2 1150621DT TUBUS C, W TRIAC DIM 9W 2700K | 3473.91 | 2871 | 4 | WHITE | 9016 | ALUMINIUM/PMMA | TRANSPARENT | 220-240V/50-60Hz | 200 mA | TRIAC | N/A | 90+ | < 3 | L80B20 50.000h | 735lm | 82lm/W | 85lm/W | N/A | F | N/A | 60° | IP 20 | d85 mm | N/A | 134 mm | d85x134 mm | N/A | N/A | 190x120x175 mm | 1 | 1 | N/A | N/A | 0.00399 | 0.5 | 0.65
TUBUS C, B | TUBUS |  |  | 9W | 2700K | 1150623 | 8585054408986 | LED2 1150623 TUBUS C, B 9W 2700K | 2701.93 | 2233 | 4 | BLACK | 9005 | ALUMINIUM/PMMA | TRANSPARENT | 220-240V/50-60Hz | 200 mA | ON/OFF | N/A | 90+ | < 3 | L80B20 50.000h | 735lm | 82lm/W | 85lm/W | N/A | F | N/A | 60° | IP 20 | d85 mm | N/A | 134 mm | d85x134 mm | N/A | N/A | 190x120x175 mm | 1 | 1 | N/A | N/A | 0.00399 | 0.5 | 0.65
TUBUS C, B | TUBUS |  |  | 9W | 2700K | 1150623D | 8585054408993 | LED2 1150623D TUBUS C, B DALI/PUSH DIM 9W 2700K | 4280.98 | 3538 | 4 | BLACK | 9005 | ALUMINIUM/PMMA | TRANSPARENT | 220-240V/50-60Hz | 200 mA | DALI/PUSH | N/A | 90+ | < 3 | L80B20 50.000h | 735lm | 82lm/W | 85lm/W | N/A | F | N/A | 60° | IP 20 | d85 mm | N/A | 134 mm | d85x134 mm | N/A | N/A | 190x120x175 mm | 1 | 1 | N/A | N/A | 0.00399 | 0.5 | 0.65
TUBUS C, B | TUBUS |  |  | 9W | 2700K | 1150623DT | 8585054409877 | LED2 1150623DT TUBUS C, B TRIAC DIM 9W 2700K | 3473.91 | 2871 | 4 | BLACK | 9005 | ALUMINIUM/PMMA | TRANSPARENT | 220-240V/50-60Hz | 200 mA | TRIAC | N/A | 90+ | < 3 | L80B20 50.000h | 735lm | 82lm/W | 85lm/W | N/A | F | N/A | 60° | IP 20 | d85 mm | N/A | 134 mm | d85x134 mm | N/A | N/A | 190x120x175 mm | 1 | 1 | N/A | N/A | 0.00399 | 0.5 | 0.65
TUBUS C, W | TUBUS |  |  | 9W | 3000K | 1150631 | 8585054400140 | LED2 1150631 TUBUS C, W 9W 3000K | 2701.93 | 2233 | 4 | WHITE | 9016 | ALUMINIUM/PMMA | TRANSPARENT | 220-240V/50-60Hz | 200 mA | ON/OFF | N/A | 90+ | < 3 | L80B20 50.000h | 735lm | 82lm/W | 85lm/W | N/A | F | N/A | 60° | IP 20 | d85 mm | N/A | 134 mm | d85x134 mm | N/A | N/A | 190x120x175 mm | 1 | 1 | N/A | N/A | 0.00399 | 0.5 | 0.65
TUBUS C, W | TUBUS |  |  | 9W | 3000K | 1150631D | 8585054406593 | LED2 1150631D TUBUS C, W DALI/PUSH DIM 9W 3000K | 4280.98 | 3538 | 4 | WHITE | 9016 | ALUMINIUM/PMMA | TRANSPARENT | 220-240V/50-60Hz | 200 mA | DALI/PUSH | N/A | 90+ | < 3 | L80B20 50.000h | 735lm | 82lm/W | 85lm/W | N/A | F | N/A | 60° | IP 20 | d85 mm | N/A | 134 mm | d85x134 mm | N/A | N/A | 190x120x175 mm | 1 | 1 | N/A | N/A | 0.00399 | 0.5 | 0.65
TUBUS C, W | TUBUS |  |  | 9W | 3000K | 1150631DT | 8585054409853 | LED2 1150631DT TUBUS C, W TRIAC DIM 9W 3000K | 3473.91 | 2871 | 4 | WHITE | 9016 | ALUMINIUM/PMMA | TRANSPARENT | 220-240V/50-60Hz | 200 mA | TRIAC | N/A | 90+ | < 3 | L80B20 50.000h | 735lm | 82lm/W | 85lm/W | N/A | F | N/A | 60° | IP 20 | d85 mm | N/A | 134 mm | d85x134 mm | N/A | N/A | 190x120x175 mm | 1 | 1 | N/A | N/A | 0.00399 | 0.5 | 0.65
TUBUS C, B | TUBUS |  |  | 9W | 3000K | 1150633 | 8585054400164 | LED2 1150633 TUBUS C, B 9W 3000K | 2701.93 | 2233 | 4 | BLACK | 9005 | ALUMINIUM/PMMA | TRANSPARENT | 220-240V/50-60Hz | 200 mA | ON/OFF | N/A | 90+ | < 3 | L80B20 50.000h | 735lm | 82lm/W | 85lm/W | N/A | F | N/A | 60° | IP 20 | d85 mm | N/A | 134 mm | d85x134 mm | N/A | N/A | 190x120x175 mm | 1 | 1 | N/A | N/A | 0.00399 | 0.5 | 0.65
TUBUS C, B | TUBUS |  |  | 9W | 3000K | 1150633D | 8585054406616 | LED2 1150633D TUBUS C, B DALI/PUSH DIM 9W 3000K | 4280.98 | 3538 | 4 | BLACK | 9005 | ALUMINIUM/PMMA | TRANSPARENT | 220-240V/50-60Hz | 200 mA | DALI/PUSH | N/A | 90+ | < 3 | L80B20 50.000h | 735lm | 82lm/W | 85lm/W | N/A | F | N/A | 60° | IP 20 | d85 mm | N/A | 134 mm | d85x134 mm | N/A | N/A | 190x120x175 mm | 1 | 1 | N/A | N/A | 0.00399 | 0.5 | 0.65
TUBUS C, B | TUBUS |  |  | 9W | 3000K | 1150633DT | 8585054409884 | LED2 1150633DT TUBUS C, B TRIAC DIM 9W 3000K | 3473.91 | 2871 | 4 | BLACK | 9005 | ALUMINIUM/PMMA | TRANSPARENT | 220-240V/50-60Hz | 200 mA | TRIAC | N/A | 90+ | < 3 | L80B20 50.000h | 735lm | 82lm/W | 85lm/W | N/A | F | N/A | 60° | IP 20 | d85 mm | N/A | 134 mm | d85x134 mm | N/A | N/A | 190x120x175 mm | 1 | 1 | N/A | N/A | 0.00399 | 0.5 | 0.65
TUBUS C, W | TUBUS |  |  | 9W | 4000K | 1150641 | 8585054400157 | LED2 1150641 TUBUS C, W 9W 4000K | 2701.93 | 2233 | 4 | WHITE | 9016 | ALUMINIUM/PMMA | TRANSPARENT | 220-240V/50-60Hz | 200 mA | ON/OFF | N/A | 90+ | < 3 | L80B20 50.000h | 820lm | 91lm/W | 85lm/W | N/A | F | N/A | 60° | IP 20 | d85 mm | N/A | 134 mm | d85x134 mm | N/A | N/A | 190x120x175 mm | 1 | 1 | N/A | N/A | 0.00399 | 0.5 | 0.65
TUBUS C, W | TUBUS |  |  | 9W | 4000K | 1150641D | 8585054406609 | LED2 1150641D TUBUS C, W DALI/PUSH DIM 9W 4000K | 4280.98 | 3538 | 4 | WHITE | 9016 | ALUMINIUM/PMMA | TRANSPARENT | 220-240V/50-60Hz | 200 mA | DALI/PUSH | N/A | 90+ | < 3 | L80B20 50.000h | 820lm | 91lm/W | 85lm/W | N/A | F | N/A | 60° | IP 20 | d85 mm | N/A | 134 mm | d85x134 mm | N/A | N/A | 190x120x175 mm | 1 | 1 | N/A | N/A | 0.00399 | 0.5 | 0.65
TUBUS C, W | TUBUS |  |  | 9W | 4000K | 1150641DT | 8585054409860 | LED2 1150641DT TUBUS C, W TRIAC DIM 9W 4000K | 3473.91 | 2871 | 4 | WHITE | 9016 | ALUMINIUM/PMMA | TRANSPARENT | 220-240V/50-60Hz | 200 mA | TRIAC | N/A | 90+ | < 3 | L80B20 50.000h | 820lm | 91lm/W | 85lm/W | N/A | F | N/A | 60° | IP 20 | d85 mm | N/A | 134 mm | d85x134 mm | N/A | N/A | 190x120x175 mm | 1 | 1 | N/A | N/A | 0.00399 | 0.5 | 0.65
TUBUS C, B | TUBUS |  |  | 9W | 4000K | 1150643 | 8585054400171 | LED2 1150643 TUBUS C, B 9W 4000K | 2701.93 | 2233 | 4 | BLACK | 9005 | ALUMINIUM/PMMA | TRANSPARENT | 220-240V/50-60Hz | 200 mA | ON/OFF | N/A | 90+ | < 3 | L80B20 50.000h | 820lm | 91lm/W | 85lm/W | N/A | F | N/A | 60° | IP 20 | d85 mm | N/A | 134 mm | d85x134 mm | N/A | N/A | 190x120x175 mm | 1 | 1 | N/A | N/A | 0.00399 | 0.5 | 0.65
TUBUS C, B | TUBUS |  |  | 9W | 4000K | 1150643D | 8585054406623 | LED2 1150643D TUBUS C, B DALI/PUSH DIM 9W 4000K | 4280.98 | 3538 | 4 | BLACK | 9005 | ALUMINIUM/PMMA | TRANSPARENT | 220-240V/50-60Hz | 200 mA | DALI/PUSH | N/A | 90+ | < 3 | L80B20 50.000h | 820lm | 91lm/W | 85lm/W | N/A | F | N/A | 60° | IP 20 | d85 mm | N/A | 134 mm | d85x134 mm | N/A | N/A | 190x120x175 mm | 1 | 1 | N/A | N/A | 0.00399 | 0.5 | 0.65
TUBUS C, B | TUBUS |  |  | 9W | 4000K | 1150643DT | 8585054409907 | LED2 1150643DT TUBUS C, B TRIAC DIM 9W 4000K | 3473.91 | 2871 | 4 | BLACK | 9005 | ALUMINIUM/PMMA | TRANSPARENT | 220-240V/50-60Hz | 200 mA | TRIAC | N/A | 90+ | < 3 | L80B20 50.000h | 820lm | 91lm/W | 85lm/W | N/A | F | N/A | 60° | IP 20 | d85 mm | N/A | 134 mm | d85x134 mm | N/A | N/A | 190x120x175 mm | 1 | 1 | N/A | N/A | 0.00399 | 0.5 | 0.65
TUBUS II A, W | TUBUS II | NEW |  | 9W | 2700K | 1151021 | 8585054431328 | LED2 1151021 TUBUS II A, W 9W 2700K | 2701.93 | 2233 | 4 | WHITE | 9016 | ALUMINIUM/PMMA | TRANSPARENT | 220-240V/50-60Hz | 200 mA | ON/OFF | N/A | 90+ | < 3 | L80B20 50.000h | 735lm | 82lm/W | 85lm/W | N/A | F | < 19 | 60° | IP 20 | d85 mm | N/A | 143 mm | d85x143 mm | N/A | N/A | 190x120x175 mm | 1 | 1 | N/A | N/A | 0.00399 | 0.5 | 0.65
TUBUS II A, W | TUBUS II | NEW |  | 9W | 2700K | 1151021D | 8585054431335 | LED2 1151021D TUBUS II A, W DALI/PUSH DIM 9W 2700K | 4280.98 | 3538 | 4 | WHITE | 9016 | ALUMINIUM/PMMA | TRANSPARENT | 220-240V/50-60Hz | 200 mA | DALI/PUSH | N/A | 90+ | < 3 | L80B20 50.000h | 735lm | 82lm/W | 85lm/W | N/A | F | < 19 | 60° | IP 20 | d85 mm | N/A | 143 mm | d85x143 mm | N/A | N/A | 190x120x175 mm | 1 | 1 | N/A | N/A | 0.00399 | 0.5 | 0.65
TUBUS II A, W | TUBUS II | NEW |  | 9W | 2700K | 1151021DT | 8585054431342 | LED2 1151021DT TUBUS II A, W TRIAC DIM 9W 2700K | 3473.91 | 2871 | 4 | WHITE | 9016 | ALUMINIUM/PMMA | TRANSPARENT | 220-240V/50-60Hz | 200 mA | TRIAC | N/A | 90+ | < 3 | L80B20 50.000h | 735lm | 82lm/W | 85lm/W | N/A | F | < 19 | 60° | IP 20 | d85 mm | N/A | 143 mm | d85x143 mm | N/A | N/A | 190x120x175 mm | 1 | 1 | N/A | N/A | 0.00399 | 0.5 | 0.65
TUBUS II A, B | TUBUS II | NEW |  | 9W | 2700K | 1151023 | 8585054431359 | LED2 1151023 TUBUS II A, B 9W 2700K | 2701.93 | 2233 | 4 | BLACK | 9005 | ALUMINIUM/PMMA | TRANSPARENT | 220-240V/50-60Hz | 200 mA | ON/OFF | N/A | 90+ | < 3 | L80B20 50.000h | 735lm | 82lm/W | 85lm/W | N/A | F | < 19 | 60° | IP 20 | d85 mm | N/A | 143 mm | d85x143 mm | N/A | N/A | 190x120x175 mm | 1 | 1 | N/A | N/A | 0.00399 | 0.5 | 0.65
TUBUS II A, B | TUBUS II | NEW |  | 9W | 2700K | 1151023D | 8585054431366 | LED2 1151023D TUBUS II A, B DALI/PUSH DIM 9W 2700K | 4280.98 | 3538 | 4 | BLACK | 9005 | ALUMINIUM/PMMA | TRANSPARENT | 220-240V/50-60Hz | 200 mA | DALI/PUSH | N/A | 90+ | < 3 | L80B20 50.000h | 735lm | 82lm/W | 85lm/W | N/A | F | < 19 | 60° | IP 20 | d85 mm | N/A | 143 mm | d85x143 mm | N/A | N/A | 190x120x175 mm | 1 | 1 | N/A | N/A | 0.00399 | 0.5 | 0.65
TUBUS II A, B | TUBUS II | NEW |  | 9W | 2700K | 1151023DT | 8585054431373 | LED2 1151023DT TUBUS II A, B TRIAC DIM 9W 2700K | 3473.91 | 2871 | 4 | BLACK | 9005 | ALUMINIUM/PMMA | TRANSPARENT | 220-240V/50-60Hz | 200 mA | TRIAC | N/A | 90+ | < 3 | L80B20 50.000h | 735lm | 82lm/W | 85lm/W | N/A | F | < 19 | 60° | IP 20 | d85 mm | N/A | 143 mm | d85x143 mm | N/A | N/A | 190x120x175 mm | 1 | 1 | N/A | N/A | 0.00399 | 0.5 | 0.65
TUBUS II A, W | TUBUS II | NEW |  | 9W | 3000K/3500K/4000K | 1150451 | 8585054430048 | LED2 1150451 TUBUS II A, W 9W 3000K/3500K/4000K | 2807.2 | 2320 | 4 | WHITE | 9016 | ALUMINIUM/PMMA | TRANSPARENT | 220-240V/50-60Hz | 200 mA | ON/OFF | N/A | 90+ | < 3 | L80B20 50.000h | 735lm | 82lm/W | 85lm/W | N/A | F | < 19 | 60° | IP 20 | d85 mm | N/A | 143 mm | d85x143 mm | N/A | N/A | 190x120x175 mm | 1 | 1 | N/A | N/A | 0.00399 | 0.5 | 0.65
TUBUS II A, W | TUBUS II | NEW |  | 9W | 3000K/3500K/4000K | 1150451D | 8585054430055 | LED2 1150451D TUBUS II A, W DALI/PUSH DIM 9W 3000K/3500K/4000K | 4386.25 | 3625 | 4 | WHITE | 9016 | ALUMINIUM/PMMA | TRANSPARENT | 220-240V/50-60Hz | 200 mA | DALI/PUSH | N/A | 90+ | < 3 | L80B20 50.000h | 735lm | 82lm/W | 85lm/W | N/A | F | < 19 | 60° | IP 20 | d85 mm | N/A | 143 mm | d85x143 mm | N/A | N/A | 190x120x175 mm | 1 | 1 | N/A | N/A | 0.00399 | 0.5 | 0.65
TUBUS II A, W | TUBUS II | NEW |  | 9W | 3000K/3500K/4000K | 1150451DT | 8585054430062 | LED2 1150451DT TUBUS II A, W TRIAC DIM 9W 3000K/3500K/4000K | 3579.18 | 2958 | 4 | WHITE | 9016 | ALUMINIUM/PMMA | TRANSPARENT | 220-240V/50-60Hz | 200 mA | TRIAC | N/A | 90+ | < 3 | L80B20 50.000h | 735lm | 82lm/W | 85lm/W | N/A | F | < 19 | 60° | IP 20 | d85 mm | N/A | 143 mm | d85x143 mm | N/A | N/A | 190x120x175 mm | 1 | 1 | N/A | N/A | 0.00399 | 0.5 | 0.65
TUBUS II A, W | TUBUS II | NEW |  | 9W | 3000K-4000K | 1150451DTW | 8585054430673 | LED2 1150451DTW TUBUS II A, W DALI TW 9W 3000K-4000K | 4280.98 | 3538 | 4 | WHITE | 9016 | ALUMINIUM/PMMA | TRANSPARENT | 220-240V/50-60Hz | 200 mA | DALI TW/PUSH TW | N/A | 90+ | < 3 | L80B20 50.000h | 735lm | 82lm/W | 85lm/W | N/A | F | < 19 | 60° | IP 20 | d85 mm | N/A | 143 mm | d85x143 mm | N/A | N/A | 190x120x175 mm | 1 | 1 | N/A | N/A | 0.00399 | 0.5 | 0.65
TUBUS II A, B | TUBUS II | NEW |  | 9W | 3000K/3500K/4000K | 1150453 | 8585054430079 | LED2 1150453 TUBUS II A, B 9W 3000K/3500K/4000K | 2807.2 | 2320 | 4 | BLACK | 9005 | ALUMINIUM/PMMA | TRANSPARENT | 220-240V/50-60Hz | 200 mA | ON/OFF | N/A | 90+ | < 3 | L80B20 50.000h | 735lm | 82lm/W | 85lm/W | N/A | F | < 19 | 60° | IP 20 | d85 mm | N/A | 143 mm | d85x143 mm | N/A | N/A | 190x120x175 mm | 1 | 1 | N/A | N/A | 0.00399 | 0.5 | 0.65
TUBUS II A, B | TUBUS II | NEW |  | 9W | 3000K/3500K/4000K | 1150453D | 8585054430086 | LED2 1150453D TUBUS II A, B DALI/PUSH DIM 9W 3000K/3500K/4000K | 4386.25 | 3625 | 4 | BLACK | 9005 | ALUMINIUM/PMMA | TRANSPARENT | 220-240V/50-60Hz | 200 mA | DALI/PUSH | N/A | 90+ | < 3 | L80B20 50.000h | 735lm | 82lm/W | 85lm/W | N/A | F | < 19 | 60° | IP 20 | d85 mm | N/A | 143 mm | d85x143 mm | N/A | N/A | 190x120x175 mm | 1 | 1 | N/A | N/A | 0.00399 | 0.5 | 0.65
TUBUS II A, B | TUBUS II | NEW |  | 9W | 3000K/3500K/4000K | 1150453DT | 8585054430093 | LED2 1150453DT TUBUS II A, B TRIAC DIM 9W 3000K/3500K/4000K | 3579.18 | 2958 | 4 | BLACK | 9005 | ALUMINIUM/PMMA | TRANSPARENT | 220-240V/50-60Hz | 200 mA | TRIAC | N/A | 90+ | < 3 | L80B20 50.000h | 735lm | 82lm/W | 85lm/W | N/A | F | < 19 | 60° | IP 20 | d85 mm | N/A | 143 mm | d85x143 mm | N/A | N/A | 190x120x175 mm | 1 | 1 | N/A | N/A | 0.00399 | 0.5 | 0.65
TUBUS II A, B | TUBUS II | NEW |  | 9W | 3000K-4000K | 1150453DTW | 8585054430680 | LED2 1150453DTW TUBUS II A, B DALI TW 9W 3000K-4000K | 4280.98 | 3538 | 4 | BLACK | 9005 | ALUMINIUM/PMMA | TRANSPARENT | 220-240V/50-60Hz | 200 mA | DALI TW/PUSH TW | N/A | 90+ | < 3 | L80B20 50.000h | 735lm | 82lm/W | 85lm/W | N/A | F | < 19 | 60° | IP 20 | d85 mm | N/A | 143 mm | d85x143 mm | N/A | N/A | 190x120x175 mm | 1 | 1 | N/A | N/A | 0.00399 | 0.5 | 0.65
TUBUS II B, W | TUBUS II | NEW |  | 9W | 2700K | 1151121 | 8585054431380 | LED2 1151121 TUBUS II B, W 9W 2700K | 2701.93 | 2233 | 4 | WHITE | 9016 | ALUMINIUM/PMMA | TRANSPARENT | 220-240V/50-60Hz | 200 mA | ON/OFF | N/A | 90+ | < 3 | L80B20 50.000h | 735lm | 82lm/W | 85lm/W | N/A | F | < 19 | 60° | IP 20 | d85 mm | N/A | 143 mm | d85x143 mm | N/A | N/A | 190x120x175 mm | 1 | 1 | N/A | N/A | 0.00399 | 0.5 | 0.65
TUBUS II B, W | TUBUS II | NEW |  | 9W | 2700K | 1151121D | 8585054431397 | LED2 1151121D TUBUS II B, W DALI/PUSH DIM 9W 2700K | 4280.98 | 3538 | 4 | WHITE | 9016 | ALUMINIUM/PMMA | TRANSPARENT | 220-240V/50-60Hz | 200 mA | DALI/PUSH | N/A | 90+ | < 3 | L80B20 50.000h | 735lm | 82lm/W | 85lm/W | N/A | F | < 19 | 60° | IP 20 | d85 mm | N/A | 143 mm | d85x143 mm | N/A | N/A | 190x120x175 mm | 1 | 1 | N/A | N/A | 0.00399 | 0.5 | 0.65
TUBUS II B, W | TUBUS II | NEW |  | 9W | 2700K | 1151121DT | 8585054431403 | LED2 1151121DT TUBUS II B, W TRIAC DIM 9W 2700K | 3473.91 | 2871 | 4 | WHITE | 9016 | ALUMINIUM/PMMA | TRANSPARENT | 220-240V/50-60Hz | 200 mA | TRIAC | N/A | 90+ | < 3 | L80B20 50.000h | 735lm | 82lm/W | 85lm/W | N/A | F | < 19 | 60° | IP 20 | d85 mm | N/A | 143 mm | d85x143 mm | N/A | N/A | 190x120x175 mm | 1 | 1 | N/A | N/A | 0.00399 | 0.5 | 0.65
TUBUS II B, B | TUBUS II | NEW |  | 9W | 2700K | 1151123 | 8585054431410 | LED2 1151123 TUBUS II B, B 9W 2700K | 2701.93 | 2233 | 4 | BLACK | 9005 | ALUMINIUM/PMMA | TRANSPARENT | 220-240V/50-60Hz | 200 mA | ON/OFF | N/A | 90+ | < 3 | L80B20 50.000h | 735lm | 82lm/W | 85lm/W | N/A | F | < 19 | 60° | IP 20 | d85 mm | N/A | 143 mm | d85x143 mm | N/A | N/A | 190x120x175 mm | 1 | 1 | N/A | N/A | 0.00399 | 0.5 | 0.65
TUBUS II B, B | TUBUS II | NEW |  | 9W | 2700K | 1151123D | 8585054431427 | LED2 1151123D TUBUS II B, B DALI/PUSH DIM 9W 2700K | 4280.98 | 3538 | 4 | BLACK | 9005 | ALUMINIUM/PMMA | TRANSPARENT | 220-240V/50-60Hz | 200 mA | DALI/PUSH | N/A | 90+ | < 3 | L80B20 50.000h | 735lm | 82lm/W | 85lm/W | N/A | F | < 19 | 60° | IP 20 | d85 mm | N/A | 143 mm | d85x143 mm | N/A | N/A | 190x120x175 mm | 1 | 1 | N/A | N/A | 0.00399 | 0.5 | 0.65
TUBUS II B, B | TUBUS II | NEW |  | 9W | 2700K | 1151123DT | 8585054431434 | LED2 1151123DT TUBUS II B, B TRIAC DIM 9W 2700K | 3473.91 | 2871 | 4 | BLACK | 9005 | ALUMINIUM/PMMA | TRANSPARENT | 220-240V/50-60Hz | 200 mA | TRIAC | N/A | 90+ | < 3 | L80B20 50.000h | 735lm | 82lm/W | 85lm/W | N/A | F | < 19 | 60° | IP 20 | d85 mm | N/A | 143 mm | d85x143 mm | N/A | N/A | 190x120x175 mm | 1 | 1 | N/A | N/A | 0.00399 | 0.5 | 0.65
TUBUS II B, W | TUBUS II | NEW |  | 9W | 3000K/3500K/4000K | 1150551 | 8585054430109 | LED2 1150551 TUBUS II B, W 9W 3000K/3500K/4000K | 2807.2 | 2320 | 4 | WHITE | 9016 | ALUMINIUM/PMMA | TRANSPARENT | 220-240V/50-60Hz | 200 mA | ON/OFF | N/A | 90+ | < 3 | L80B20 50.000h | 735lm | 82lm/W | 85lm/W | N/A | F | < 19 | 60° | IP 20 | d85 mm | N/A | 134 mm | d85x134 mm | N/A | N/A | 190x120x175 mm | 1 | 1 | N/A | N/A | 0.00399 | 0.5 | 0.65
TUBUS II B, W | TUBUS II | NEW |  | 9W | 3000K/3500K/4000K | 1150551D | 8585054430116 | LED2 1150551D TUBUS II B, W DALI/PUSH DIM 9W 3000K/3500K/4000K | 4386.25 | 3625 | 4 | WHITE | 9016 | ALUMINIUM/PMMA | TRANSPARENT | 220-240V/50-60Hz | 200 mA | DALI/PUSH | N/A | 90+ | < 3 | L80B20 50.000h | 735lm | 82lm/W | 85lm/W | N/A | F | < 19 | 60° | IP 20 | d85 mm | N/A | 134 mm | d85x134 mm | N/A | N/A | 190x120x175 mm | 1 | 1 | N/A | N/A | 0.00399 | 0.5 | 0.65
TUBUS II B, W | TUBUS II | NEW |  | 9W | 3000K/3500K/4000K | 1150551DT | 8585054430123 | LED2 1150551DT TUBUS II B, W TRIAC DIM 9W 3000K/3500K/4000K | 3579.18 | 2958 | 4 | WHITE | 9016 | ALUMINIUM/PMMA | TRANSPARENT | 220-240V/50-60Hz | 200 mA | TRIAC | N/A | 90+ | < 3 | L80B20 50.000h | 735lm | 82lm/W | 85lm/W | N/A | F | < 19 | 60° | IP 20 | d85 mm | N/A | 134 mm | d85x134 mm | N/A | N/A | 190x120x175 mm | 1 | 1 | N/A | N/A | 0.00399 | 0.5 | 0.65
TUBUS II B, W | TUBUS II | NEW |  | 9W | 3000K-4000K | 1150551DTW | 8585054430697 | LED2 1150551DTW TUBUS II B, W DALI TW 9W 3000K-4000K | 4280.98 | 3538 | 4 | WHITE | 9016 | ALUMINIUM/PMMA | TRANSPARENT | 220-240V/50-60Hz | 200 mA | DALI TW/PUSH TW | N/A | 90+ | < 3 | L80B20 50.000h | 735lm | 82lm/W | 85lm/W | N/A | F | < 19 | 60° | IP 20 | d85 mm | N/A | 134 mm | d85x134 mm | N/A | N/A | 190x120x175 mm | 1 | 1 | N/A | N/A | 0.00399 | 0.5 | 0.65
TUBUS II B, B | TUBUS II | NEW |  | 9W | 3000K/3500K/4000K | 1150553 | 8585054430130 | LED2 1150553 TUBUS II B, B 9W 3000K/3500K/4000K | 2807.2 | 2320 | 4 | BLACK | 9005 | ALUMINIUM/PMMA | TRANSPARENT | 220-240V/50-60Hz | 200 mA | ON/OFF | N/A | 90+ | < 3 | L80B20 50.000h | 735lm | 82lm/W | 85lm/W | N/A | F | < 19 | 60° | IP 20 | d85 mm | N/A | 134 mm | d85x134 mm | N/A | N/A | 190x120x175 mm | 1 | 1 | N/A | N/A | 0.00399 | 0.5 | 0.65
TUBUS II B, B | TUBUS II | NEW |  | 9W | 3000K/3500K/4000K | 1150553D | 8585054430147 | LED2 1150553D TUBUS II B, B DALI/PUSH DIM 9W 3000K/3500K/4000K | 4386.25 | 3625 | 4 | BLACK | 9005 | ALUMINIUM/PMMA | TRANSPARENT | 220-240V/50-60Hz | 200 mA | DALI/PUSH | N/A | 90+ | < 3 | L80B20 50.000h | 735lm | 82lm/W | 85lm/W | N/A | F | < 19 | 60° | IP 20 | d85 mm | N/A | 134 mm | d85x134 mm | N/A | N/A | 190x120x175 mm | 1 | 1 | N/A | N/A | 0.00399 | 0.5 | 0.65
TUBUS II B, B | TUBUS II | NEW |  | 9W | 3000K/3500K/4000K | 1150553DT | 8585054430154 | LED2 1150553DT TUBUS II B, B TRIAC DIM 9W 3000K/3500K/4000K | 3579.18 | 2958 | 4 | BLACK | 9005 | ALUMINIUM/PMMA | TRANSPARENT | 220-240V/50-60Hz | 200 mA | TRIAC | N/A | 90+ | < 3 | L80B20 50.000h | 735lm | 82lm/W | 85lm/W | N/A | F | < 19 | 60° | IP 20 | d85 mm | N/A | 134 mm | d85x134 mm | N/A | N/A | 190x120x175 mm | 1 | 1 | N/A | N/A | 0.00399 | 0.5 | 0.65
TUBUS II B, B | TUBUS II | NEW |  | 9W | 3000K-4000K | 1150553DTW | 8585054430703 | LED2 1150553DTW TUBUS II B, B DALI TW 9W 3000K-4000K | 4280.98 | 3538 | 4 | BLACK | 9005 | ALUMINIUM/PMMA | TRANSPARENT | 220-240V/50-60Hz | 200 mA | DALI TW/PUSH TW | N/A | 90+ | < 3 | L80B20 50.000h | 735lm | 82lm/W | 85lm/W | N/A | F | < 19 | 60° | IP 20 | d85 mm | N/A | 134 mm | d85x134 mm | N/A | N/A | 190x120x175 mm | 1 | 1 | N/A | N/A | 0.00399 | 0.5 | 0.65
TUBUS II C, W | TUBUS II | NEW |  | 9W | 2700K | 1151221 | 8585054431441 | LED2 1151221 TUBUS II C, W 9W 2700K | 2701.93 | 2233 | 4 | WHITE | 9016 | ALUMINIUM/PMMA | TRANSPARENT | 220-240V/50-60Hz | 200 mA | ON/OFF | N/A | 90+ | < 3 | L80B20 50.000h | 735lm | 82lm/W | 85lm/W | N/A | F | < 19 | 60° | IP 20 | d85 mm | N/A | 143 mm | d85x143 mm | N/A | N/A | 190x120x175 mm | 1 | 1 | N/A | N/A | 0.00399 | 0.5 | 0.65
TUBUS II C, W | TUBUS II | NEW |  | 9W | 2700K | 1151221D | 8585054431458 | LED2 1151221D TUBUS II C, W DALI/PUSH DIM 9W 2700K | 4280.98 | 3538 | 4 | WHITE | 9016 | ALUMINIUM/PMMA | TRANSPARENT | 220-240V/50-60Hz | 200 mA | DALI/PUSH | N/A | 90+ | < 3 | L80B20 50.000h | 735lm | 82lm/W | 85lm/W | N/A | F | < 19 | 60° | IP 20 | d85 mm | N/A | 143 mm | d85x143 mm | N/A | N/A | 190x120x175 mm | 1 | 1 | N/A | N/A | 0.00399 | 0.5 | 0.65
TUBUS II C, W | TUBUS II | NEW |  | 9W | 2700K | 1151221DT | 8585054431465 | LED2 1151221DT TUBUS II C, W TRIAC DIM 9W 2700K | 3473.91 | 2871 | 4 | WHITE | 9016 | ALUMINIUM/PMMA | TRANSPARENT | 220-240V/50-60Hz | 200 mA | TRIAC | N/A | 90+ | < 3 | L80B20 50.000h | 735lm | 82lm/W | 85lm/W | N/A | F | < 19 | 60° | IP 20 | d85 mm | N/A | 143 mm | d85x143 mm | N/A | N/A | 190x120x175 mm | 1 | 1 | N/A | N/A | 0.00399 | 0.5 | 0.65
TUBUS II C, B | TUBUS II | NEW |  | 9W | 2700K | 1151223 | 8585054431472 | LED2 1151223 TUBUS II C, B 9W 2700K | 2701.93 | 2233 | 4 | BLACK | 9005 | ALUMINIUM/PMMA | TRANSPARENT | 220-240V/50-60Hz | 200 mA | ON/OFF | N/A | 90+ | < 3 | L80B20 50.000h | 735lm | 82lm/W | 85lm/W | N/A | F | < 19 | 60° | IP 20 | d85 mm | N/A | 143 mm | d85x143 mm | N/A | N/A | 190x120x175 mm | 1 | 1 | N/A | N/A | 0.00399 | 0.5 | 0.65
TUBUS II C, B | TUBUS II | NEW |  | 9W | 2700K | 1151223D | 8585054431489 | LED2 1151223D TUBUS II C, B DALI/PUSH DIM 9W 2700K | 4280.98 | 3538 | 4 | BLACK | 9005 | ALUMINIUM/PMMA | TRANSPARENT | 220-240V/50-60Hz | 200 mA | DALI/PUSH | N/A | 90+ | < 3 | L80B20 50.000h | 735lm | 82lm/W | 85lm/W | N/A | F | < 19 | 60° | IP 20 | d85 mm | N/A | 143 mm | d85x143 mm | N/A | N/A | 190x120x175 mm | 1 | 1 | N/A | N/A | 0.00399 | 0.5 | 0.65
TUBUS II C, B | TUBUS II | NEW |  | 9W | 2700K | 1151223DT | 8585054431496 | LED2 1151223DT TUBUS II C, B TRIAC DIM 9W 2700K | 3473.91 | 2871 | 4 | BLACK | 9005 | ALUMINIUM/PMMA | TRANSPARENT | 220-240V/50-60Hz | 200 mA | TRIAC | N/A | 90+ | < 3 | L80B20 50.000h | 735lm | 82lm/W | 85lm/W | N/A | F | < 19 | 60° | IP 20 | d85 mm | N/A | 143 mm | d85x143 mm | N/A | N/A | 190x120x175 mm | 1 | 1 | N/A | N/A | 0.00399 | 0.5 | 0.65
TUBUS II C, W | TUBUS II | NEW |  | 9W | 3000K/3500K/4000K | 1150651 | 8585054430161 | LED2 1150651 TUBUS II C, W 9W 3000K/3500K/4000K | 2807.2 | 2320 | 4 | WHITE | 9016 | ALUMINIUM/PMMA | TRANSPARENT | 220-240V/50-60Hz | 200 mA | ON/OFF | N/A | 90+ | < 3 | L80B20 50.000h | 735lm | 82lm/W | 85lm/W | N/A | F | < 19 | 60° | IP 20 | d85 mm | N/A | 134 mm | d85x134 mm | N/A | N/A | 190x120x175 mm | 1 | 1 | N/A | N/A | 0.00399 | 0.5 | 0.65
TUBUS II C, W | TUBUS II | NEW |  | 9W | 3000K/3500K/4000K | 1150651D | 8585054430178 | LED2 1150651D TUBUS II C, W DALI/PUSH DIM 9W 3000K/3500K/4000K | 4386.25 | 3625 | 4 | WHITE | 9016 | ALUMINIUM/PMMA | TRANSPARENT | 220-240V/50-60Hz | 200 mA | DALI/PUSH | N/A | 90+ | < 3 | L80B20 50.000h | 735lm | 82lm/W | 85lm/W | N/A | F | < 19 | 60° | IP 20 | d85 mm | N/A | 134 mm | d85x134 mm | N/A | N/A | 190x120x175 mm | 1 | 1 | N/A | N/A | 0.00399 | 0.5 | 0.65
TUBUS II C, W | TUBUS II | NEW |  | 9W | 3000K/3500K/4000K | 1150651DT | 8585054430185 | LED2 1150651DT TUBUS II C, W TRIAC DIM 9W 3000K/3500K/4000K | 3579.18 | 2958 | 4 | WHITE | 9016 | ALUMINIUM/PMMA | TRANSPARENT | 220-240V/50-60Hz | 200 mA | TRIAC | N/A | 90+ | < 3 | L80B20 50.000h | 735lm | 82lm/W | 85lm/W | N/A | F | < 19 | 60° | IP 20 | d85 mm | N/A | 134 mm | d85x134 mm | N/A | N/A | 190x120x175 mm | 1 | 1 | N/A | N/A | 0.00399 | 0.5 | 0.65
TUBUS II C, W | TUBUS II | NEW |  | 9W | 3000K-4000K | 1150651DTW | 8585054430710 | LED2 1150651DTW TUBUS II C, W DALI TW 9W 3000K-4000K | 4280.98 | 3538 | 4 | WHITE | 9016 | ALUMINIUM/PMMA | TRANSPARENT | 220-240V/50-60Hz | 200 mA | DALI TW/PUSH TW | N/A | 90+ | < 3 | L80B20 50.000h | 735lm | 82lm/W | 85lm/W | N/A | F | < 19 | 60° | IP 20 | d85 mm | N/A | 134 mm | d85x134 mm | N/A | N/A | 190x120x175 mm | 1 | 1 | N/A | N/A | 0.00399 | 0.5 | 0.65
TUBUS II C, B | TUBUS II | NEW |  | 9W | 3000K/3500K/4000K | 1150653 | 8585054430192 | LED2 1150653 TUBUS II C, B 9W 3000K/3500K/4000K | 2807.2 | 2320 | 4 | BLACK | 9005 | ALUMINIUM/PMMA | TRANSPARENT | 220-240V/50-60Hz | 200 mA | ON/OFF | N/A | 90+ | < 3 | L80B20 50.000h | 735lm | 82lm/W | 85lm/W | N/A | F | < 19 | 60° | IP 20 | d85 mm | N/A | 134 mm | d85x134 mm | N/A | N/A | 190x120x175 mm | 1 | 1 | N/A | N/A | 0.00399 | 0.5 | 0.65
TUBUS II C, B | TUBUS II | NEW |  | 9W | 3000K/3500K/4000K | 1150653D | 8585054430208 | LED2 1150653D TUBUS II C, B DALI/PUSH DIM 9W 3000K/3500K/4000K | 4386.25 | 3625 | 4 | BLACK | 9005 | ALUMINIUM/PMMA | TRANSPARENT | 220-240V/50-60Hz | 200 mA | DALI/PUSH | N/A | 90+ | < 3 | L80B20 50.000h | 735lm | 82lm/W | 85lm/W | N/A | F | < 19 | 60° | IP 20 | d85 mm | N/A | 134 mm | d85x134 mm | N/A | N/A | 190x120x175 mm | 1 | 1 | N/A | N/A | 0.00399 | 0.5 | 0.65
TUBUS II C, B | TUBUS II | NEW |  | 9W | 3000K/3500K/4000K | 1150653DT | 8585054430215 | LED2 1150653DT TUBUS II C, B TRIAC DIM 9W 3000K/3500K/4000K | 3579.18 | 2958 | 4 | BLACK | 9005 | ALUMINIUM/PMMA | TRANSPARENT | 220-240V/50-60Hz | 200 mA | TRIAC | N/A | 90+ | < 3 | L80B20 50.000h | 735lm | 82lm/W | 85lm/W | N/A | F | < 19 | 60° | IP 20 | d85 mm | N/A | 134 mm | d85x134 mm | N/A | N/A | 190x120x175 mm | 1 | 1 | N/A | N/A | 0.00399 | 0.5 | 0.65
TUBUS II C, B | TUBUS II | NEW |  | 9W | 3000K-4000K | 1150653DTW | 8585054430727 | LED2 1150653DTW TUBUS II C, B DALI TW 9W 3000K-4000K | 4280.98 | 3538 | 4 | BLACK | 9005 | ALUMINIUM/PMMA | TRANSPARENT | 220-240V/50-60Hz | 200 mA | DALI TW/PUSH TW | N/A | 90+ | < 3 | L80B20 50.000h | 735lm | 82lm/W | 85lm/W | N/A | F | < 19 | 60° | IP 20 | d85 mm | N/A | 134 mm | d85x134 mm | N/A | N/A | 190x120x175 mm | 1 | 1 | N/A | N/A | 0.00399 | 0.5 | 0.65
LUKY, W | LUKY |  |  | 10-20W | 3000K | 1251431 | 8585054405756 | LED2 1251431 LUKY, W 10-20W 3000K | 3158.1 | 2610 | 4 | WHITE | 9003 | ALUMINIUM/PMMA | TRANSPARENT | 220-240V/50-60Hz | 250-500 mA | ON/OFF | N/A | 90+ | < 3 | L80B20 50.000h | 960-1900lm | 95lm/W | 165lm/W | N/A | E | < 19 | 60° | IP 20 | d80 mm | N/A | 192 mm | d80x192 mm | N/A | N/A | 300x110x110 mm | 1 | 20 | 18585054405753 | N/A | 0.00363 | 0.7 | 0.8
LUKY, W | LUKY |  |  | 20W | 3000K | 1251431D | 8585054405763 | LED2 1251431D LUKY, W DALI/PUSH DIM 20W 3000K | 4912.6 | 4060 | 4 | WHITE | 9003 | ALUMINIUM/PMMA | TRANSPARENT | 220-240V/50-60Hz | 500 mA | DALI/PUSH | N/A | 90+ | < 3 | L80B20 50.000h | 1900lm | 95lm/W | 165lm/W | N/A | E | < 19 | 60° | IP 20 | d80 mm | N/A | 192 mm | d80x192 mm | N/A | N/A | 300x110x110 mm | 1 | 1 | N/A | N/A | 0.00363 | 0.7 | 0.8
LUKY, W | LUKY |  |  | 15W | 3000K | 1251431DT | 8585054409914 | LED2 1251431DT LUKY, W TRIAC DIM 15W 3000K | 4035.35 | 3335 | 4 | WHITE | 9003 | ALUMINIUM/PMMA | TRANSPARENT | 220-240V/50-60Hz | 350 mA | TRIAC | N/A | 90+ | < 3 | L80B20 50.000h | 1330lm | 95lm/W | 165lm/W | N/A | E | < 19 | 60° | IP 20 | d80 mm | N/A | 192 mm | d80x192 mm | N/A | N/A | 300x110x110 mm | 1 | 1 | N/A | N/A | 0.00363 | 0.7 | 0.8
LUKY, B | LUKY |  |  | 10-20W | 3000K | 1251433 | 8585054405794 | LED2 1251433 LUKY, B 10-20W 3000K | 3158.1 | 2610 | 4 | BLACK | 9005 | ALUMINIUM/PMMA | TRANSPARENT | 220-240V/50-60Hz | 250-500 mA | ON/OFF | N/A | 90+ | < 3 | L80B20 50.000h | 960-1900lm | 95lm/W | 165lm/W | N/A | E | < 19 | 60° | IP 20 | d80 mm | N/A | 192 mm | d80x192 mm | N/A | N/A | 300x110x110 mm | 1 | 20 | 18585054405791 | N/A | 0.00363 | 0.7 | 0.8
LUKY, B | LUKY |  |  | 20W | 3000K | 1251433D | 8585054405800 | LED2 1251433D LUKY, B DALI/PUSH DIM 20W 3000K | 4912.6 | 4060 | 4 | BLACK | 9005 | ALUMINIUM/PMMA | TRANSPARENT | 220-240V/50-60Hz | 500 mA | DALI/PUSH | N/A | 90+ | < 3 | L80B20 50.000h | 1900lm | 95lm/W | 165lm/W | N/A | E | < 19 | 60° | IP 20 | d80 mm | N/A | 192 mm | d80x192 mm | N/A | N/A | 300x110x110 mm | 1 | 1 | N/A | N/A | 0.00363 | 0.7 | 0.8
LUKY, B | LUKY |  |  | 15W | 3000K | 1251433DT | 8585054409938 | LED2 1251433DT LUKY, B TRIAC DIM 15W 3000K | 4035.35 | 3335 | 4 | BLACK | 9005 | ALUMINIUM/PMMA | TRANSPARENT | 220-240V/50-60Hz | 350 mA | TRIAC | N/A | 90+ | < 3 | L80B20 50.000h | 1330lm | 95lm/W | 165lm/W | N/A | E | < 19 | 60° | IP 20 | d80 mm | N/A | 192 mm | d80x192 mm | N/A | N/A | 300x110x110 mm | 1 | 1 | N/A | N/A | 0.00363 | 0.7 | 0.8
LUKY, W | LUKY |  |  | 10-20W | 4000K | 1251441 | 8585054405770 | LED2 1251441 LUKY, W 10-20W 4000K | 3158.1 | 2610 | 4 | WHITE | 9003 | ALUMINIUM/PMMA | TRANSPARENT | 220-240V/50-60Hz | 250-500 mA | ON/OFF | N/A | 90+ | < 3 | L80B20 50.000h | 960-1900lm | 95lm/W | 165lm/W | N/A | E | < 19 | 60° | IP 20 | d80 mm | N/A | 192 mm | d80x192 mm | N/A | N/A | 300x110x110 mm | 1 | 20 | 18585054405777 | N/A | 0.00363 | 0.7 | 0.8
LUKY, W | LUKY |  |  | 20W | 4000K | 1251441D | 8585054405787 | LED2 1251441D LUKY, W DALI/PUSH DIM 20W 4000K | 4912.6 | 4060 | 4 | WHITE | 9003 | ALUMINIUM/PMMA | TRANSPARENT | 220-240V/50-60Hz | 500 mA | DALI/PUSH | N/A | 90+ | < 3 | L80B20 50.000h | 1900lm | 95lm/W | 165lm/W | N/A | E | < 19 | 60° | IP 20 | d80 mm | N/A | 192 mm | d80x192 mm | N/A | N/A | 300x110x110 mm | 1 | 1 | N/A | N/A | 0.00363 | 0.7 | 0.8
LUKY, W | LUKY |  |  | 15W | 4000K | 1251441DT | 8585054409921 | LED2 1251441DT LUKY, W TRIAC DIM 15W 4000K | 4035.35 | 3335 | 4 | WHITE | 9003 | ALUMINIUM/PMMA | TRANSPARENT | 220-240V/50-60Hz | 350 mA | TRIAC | N/A | 90+ | < 3 | L80B20 50.000h | 1330lm | 95lm/W | 165lm/W | N/A | E | < 19 | 60° | IP 20 | d80 mm | N/A | 192 mm | d80x192 mm | N/A | N/A | 300x110x110 mm | 1 | 1 | N/A | N/A | 0.00363 | 0.7 | 0.8
LUKY, B | LUKY |  |  | 10-20W | 4000K | 1251443 | 8585054405817 | LED2 1251443 LUKY, B 10-20W 4000K | 3158.1 | 2610 | 4 | BLACK | 9005 | ALUMINIUM/PMMA | TRANSPARENT | 220-240V/50-60Hz | 250-500 mA | ON/OFF | N/A | 90+ | < 3 | L80B20 50.000h | 960-1900lm | 95lm/W | 165lm/W | N/A | E | < 19 | 60° | IP 20 | d80 mm | N/A | 192 mm | d80x192 mm | N/A | N/A | 300x110x110 mm | 1 | 20 | 18585054405814 | N/A | 0.00363 | 0.7 | 0.8
LUKY, B | LUKY |  |  | 20W | 4000K | 1251443D | 8585054405824 | LED2 1251443D LUKY, B DALI/PUSH DIM 20W 4000K | 4912.6 | 4060 | 4 | BLACK | 9005 | ALUMINIUM/PMMA | TRANSPARENT | 220-240V/50-60Hz | 500 mA | DALI/PUSH | N/A | 90+ | < 3 | L80B20 50.000h | 1900lm | 95lm/W | 165lm/W | N/A | E | < 19 | 60° | IP 20 | d80 mm | N/A | 192 mm | d80x192 mm | N/A | N/A | 300x110x110 mm | 1 | 1 | N/A | N/A | 0.00363 | 0.7 | 0.8
LUKY, B | LUKY |  |  | 15W | 4000K | 1251443DT | 8585054409945 | LED2 1251443DT LUKY, B TRIAC DIM 15W 4000K | 4035.35 | 3335 | 4 | BLACK | 9005 | ALUMINIUM/PMMA | TRANSPARENT | 220-240V/50-60Hz | 350 mA | TRIAC | N/A | 90+ | < 3 | L80B20 50.000h | 1330lm | 95lm/W | 165lm/W | N/A | E | < 19 | 60° | IP 20 | d80 mm | N/A | 192 mm | d80x192 mm | N/A | N/A | 300x110x110 mm | 1 | 1 | N/A | N/A | 0.00363 | 0.7 | 0.8
LUKY reflector 15° | LUKY |  |  | N/A | N/A | 6251660 | 8585054405831 | LED2 6251660 LUKY reflector 15° | 105.27 | 87 |  | TRANSPARENT | N/A | PMMA | N/A | N/A | N/A | N/A | N/A | N/A | N/A | N/A | N/A | N/A | N/A | N/A | N/A | N/A | 15° | IP 20 | N/A | N/A | N/A | N/A | N/A | N/A | 80x80x30 mm | N/A | N/A | N/A | N/A | 0.000192 | 0.04 | 0.04
LUKY reflector 36° | LUKY |  |  | N/A | N/A | 6251670 | 8585054405848 | LED2 6251670 LUKY reflector 36° | 105.27 | 87 |  | TRANSPARENT | N/A | PMMA | N/A | N/A | N/A | N/A | N/A | N/A | N/A | N/A | N/A | N/A | N/A | N/A | N/A | N/A | 36° | IP 20 | N/A | N/A | N/A | N/A | N/A | N/A | 80x80x30 mm | N/A | N/A | N/A | N/A | 0.000192 | 0.04 | 0.04
LUKY ring, W | LUKY |  |  | N/A | N/A | 6251801 | 8585054405855 | LED2 6251801 LUKY WHITE ring | 175.45 | 145 |  | WHITE | 9003 | ALUMINIUM | N/A | N/A | N/A | N/A | N/A | N/A | N/A | N/A | N/A | N/A | N/A | N/A | N/A | N/A | N/A | IP 20 | N/A | N/A | N/A | N/A | N/A | N/A | 80x80x20 mm | N/A | 100 | 18585054405852 | N/A | 0.000128 | 0.06 | 0.06
LUKY ring, B | LUKY |  |  | N/A | N/A | 6251803 | 8585054405862 | LED2 6251803 LUKY BLACK ring | 175.45 | 145 |  | BLACK | 9005 | ALUMINIUM | N/A | N/A | N/A | N/A | N/A | N/A | N/A | N/A | N/A | N/A | N/A | N/A | N/A | N/A | N/A | IP 20 | N/A | N/A | N/A | N/A | N/A | N/A | 80x80x20 mm | N/A | 100 | 18585054405869 | N/A | 0.000128 | 0.06 | 0.06
LUKY ring, G | LUKY |  |  | N/A | N/A | 6251807 | 8585054405879 | LED2 6251807 LUKY GOLD ring | 175.45 | 145 |  | GOLD | 1036 | ALUMINIUM | N/A | N/A | N/A | N/A | N/A | N/A | N/A | N/A | N/A | N/A | N/A | N/A | N/A | N/A | N/A | IP 20 | N/A | N/A | N/A | N/A | N/A | N/A | 80x80x20 mm | N/A | 100 | 18585054405876 | N/A | 0.000128 | 0.06 | 0.06
SPY, W | SPY |  |  | 4W | 3000K | 1111231 | 8585054400188 | LED2 1111231 SPY, W 4W 3000K | 2280.85 | 1885 | 4 | WHITE | 9003 | ALUMINIUM/PMMA | TRANSPARENT | 220-240V/50-60Hz | 350 mA | ON/OFF | N/A | 90+ | < 3 | L80B20 50.000h | 250lm | 63lm/W |  | N/A | G | N/A | 38° | IP 20 | 46 mm | 76 mm | 75 mm | 46x76x75 mm | N/A | N/A | 100x100x60 mm | 1 | 24 | 18585054400185 | N/A | 0.0006 | 0.25 | 0.39
SPY, B | SPY |  |  | 4W | 3000K | 1111233 | 8585054400195 | LED2 1111233 SPY, B 4W 3000K | 2280.85 | 1885 | 4 | BLACK | 9005 | ALUMINIUM/PMMA | TRANSPARENT | 220-240V/50-60Hz | 350 mA | ON/OFF | N/A | 90+ | < 3 | L80B20 50.000h | 250lm | 63lm/W |  | N/A | G | N/A | 38° | IP 20 | 46 mm | 76 mm | 75 mm | 46x76x75 mm | N/A | N/A | 100x100x60 mm | 1 | 24 | 18585054400192 | N/A | 0.0006 | 0.25 | 0.39
KLIP ON, WW | KLIP ON |  |  | 11W | 2700K | 11508211 | 8585054409006 | LED2 11508211 KLIP ON, WW 11W 2700K | 2807.2 | 2320 | 4 | WHITE/WHITE | 9016/9016 | ALUMINIUM/PMMA | TRANSPARENT | 220-240V/50-60Hz | 250 mA | ON/OFF | N/A | 90+ | < 3 | L80B20 50.000h | 770lm | 70lm/W | 66lm/W | N/A | G | N/A | 30° | IP 20 | d77 mm | N/A | 99 mm | d77x99 mm | N/A | N/A | 110x90x90 mm | 1 | 1 | N/A | N/A | 0.000891 | 0.4 | 0.46
KLIP ON, WW | KLIP ON |  |  | 11W | 2700K | 11508211D | 8585054413614 | LED2 11508211D KLIP ON, WW DALI/PUSH DIM 11W 2700K | 4140.62 | 3422 | 4 | WHITE/WHITE | 9016/9016 | ALUMINIUM/PMMA | TRANSPARENT | 220-240V/50-60Hz | 250 mA | DALI/PUSH | N/A | 90+ | < 3 | L80B20 50.000h | 770lm | 70lm/W | 66lm/W | N/A | G | N/A | 30° | IP 20 | d77 mm | N/A | 99 mm | d77x99 mm | N/A | N/A | 110x90x90 mm | 1 | 1 | N/A | N/A | 0.000891 | 0.4 | 0.46
KLIP ON, WW | KLIP ON |  |  | 11W | 2700K | 11508211DT | 8585054409952 | LED2 11508211DT KLIP ON, WW TRIAC DIM 11W 2700K | 3579.18 | 2958 | 4 | WHITE/WHITE | 9016/9016 | ALUMINIUM/PMMA | TRANSPARENT | 220-240V/50-60Hz | 250 mA | TRIAC | N/A | 90+ | < 3 | L80B20 50.000h | 770lm | 70lm/W | 66lm/W | N/A | G | N/A | 30° | IP 20 | d77 mm | N/A | 99 mm | d77x99 mm | N/A | N/A | 110x90x90 mm | 1 | 1 | N/A | N/A | 0.000891 | 0.4 | 0.46
KLIP ON, WB | KLIP ON |  |  | 11W | 2700K | 11508213 | 8585054409013 | LED2 11508213 KLIP ON, WB 11W 2700K | 2807.2 | 2320 | 4 | WHITE/BLACK | 9016/9005 | ALUMINIUM/PMMA | TRANSPARENT | 220-240V/50-60Hz | 250 mA | ON/OFF | N/A | 90+ | < 3 | L80B20 50.000h | 770lm | 70lm/W | 66lm/W | N/A | G | N/A | 30° | IP 20 | d77 mm | N/A | 99 mm | d77x99 mm | N/A | N/A | 110x90x90 mm | 1 | 1 | N/A | N/A | 0.000891 | 0.4 | 0.46
KLIP ON, WB | KLIP ON |  |  | 11W | 2700K | 11508213D | 8585054413638 | LED2 11508213D KLIP ON, WB DALI/PUSH DIM 11W 2700K | 4140.62 | 3422 | 4 | WHITE/BLACK | 9016/9005 | ALUMINIUM/PMMA | TRANSPARENT | 220-240V/50-60Hz | 250 mA | DALI/PUSH | N/A | 90+ | < 3 | L80B20 50.000h | 770lm | 70lm/W | 66lm/W | N/A | G | N/A | 30° | IP 20 | d77 mm | N/A | 99 mm | d77x99 mm | N/A | N/A | 110x90x90 mm | 1 | 1 | N/A | N/A | 0.000891 | 0.4 | 0.46
KLIP ON, WB | KLIP ON |  |  | 11W | 2700K | 11508213DT | 8585054409976 | LED2 11508213DT KLIP ON, WB TRIAC DIM 11W 2700K | 3579.18 | 2958 | 4 | WHITE/BLACK | 9016/9005 | ALUMINIUM/PMMA | TRANSPARENT | 220-240V/50-60Hz | 250 mA | TRIAC | N/A | 90+ | < 3 | L80B20 50.000h | 770lm | 70lm/W | 66lm/W | N/A | G | N/A | 30° | IP 20 | d77 mm | N/A | 99 mm | d77x99 mm | N/A | N/A | 110x90x90 mm | 1 | 1 | N/A | N/A | 0.000891 | 0.4 | 0.46
KLIP ON, WC | KLIP ON |  |  | 11W | 2700K | 11508215 | 8585054409020 | LED2 11508215 KLIP ON, WC 11W 2700K | 3087.92 | 2552 | 4 | WHITE/CHROME | 9016/CR | ALUMINIUM/PMMA | TRANSPARENT | 220-240V/50-60Hz | 250 mA | ON/OFF | N/A | 90+ | < 3 | L80B20 50.000h | 770lm | 70lm/W | 66lm/W | N/A | G | N/A | 30° | IP 20 | d77 mm | N/A | 99 mm | d77x99 mm | N/A | N/A | 110x90x90 mm | 1 | 1 | N/A | N/A | 0.000891 | 0.4 | 0.46
KLIP ON, WC | KLIP ON |  |  | 11W | 2700K | 11508215D | 8585054413652 | LED2 11508215D KLIP ON, WC DALI/PUSH DIM 11W 2700K | 4421.34 | 3654 | 4 | WHITE/CHROME | 9016/CR | ALUMINIUM/PMMA | TRANSPARENT | 220-240V/50-60Hz | 250 mA | DALI/PUSH | N/A | 90+ | < 3 | L80B20 50.000h | 770lm | 70lm/W | 66lm/W | N/A | G | N/A | 30° | IP 20 | d77 mm | N/A | 99 mm | d77x99 mm | N/A | N/A | 110x90x90 mm | 1 | 1 | N/A | N/A | 0.000891 | 0.4 | 0.46
KLIP ON, WC | KLIP ON |  |  | 11W | 2700K | 11508215DT | 8585054409990 | LED2 11508215DT KLIP ON, WC TRIAC DIM 11W 2700K | 3859.9 | 3190 | 4 | WHITE/CHROME | 9016/CR | ALUMINIUM/PMMA | TRANSPARENT | 220-240V/50-60Hz | 250 mA | TRIAC | N/A | 90+ | < 3 | L80B20 50.000h | 770lm | 70lm/W | 66lm/W | N/A | G | N/A | 30° | IP 20 | d77 mm | N/A | 99 mm | d77x99 mm | N/A | N/A | 110x90x90 mm | 1 | 1 | N/A | N/A | 0.000891 | 0.4 | 0.46
KLIP ON, BW | KLIP ON |  |  | 11W | 2700K | 11508231 | 8585054409037 | LED2 11508231 KLIP ON, BW 11W 2700K | 2807.2 | 2320 | 4 | BLACK/WHITE | 9005/9016 | ALUMINIUM/PMMA | TRANSPARENT | 220-240V/50-60Hz | 250 mA | ON/OFF | N/A | 90+ | < 3 | L80B20 50.000h | 770lm | 70lm/W | 66lm/W | N/A | G | N/A | 30° | IP 20 | d77 mm | N/A | 99 mm | d77x99 mm | N/A | N/A | 110x90x90 mm | 1 | 1 | N/A | N/A | 0.000891 | 0.4 | 0.46
KLIP ON, BW | KLIP ON |  |  | 11W | 2700K | 11508231D | 8585054413676 | LED2 11508231D KLIP ON, BW DALI/PUSH DIM 11W 2700K | 4140.62 | 3422 | 4 | BLACK/WHITE | 9005/9016 | ALUMINIUM/PMMA | TRANSPARENT | 220-240V/50-60Hz | 250 mA | DALI/PUSH | N/A | 90+ | < 3 | L80B20 50.000h | 770lm | 70lm/W | 66lm/W | N/A | G | N/A | 30° | IP 20 | d77 mm | N/A | 99 mm | d77x99 mm | N/A | N/A | 110x90x90 mm | 1 | 1 | N/A | N/A | 0.000891 | 0.4 | 0.46
KLIP ON, BW | KLIP ON |  |  | 11W | 2700K | 11508231DT | 8585054410019 | LED2 11508231DT KLIP ON, BW TRIAC DIM 11W 2700K | 3579.18 | 2958 | 4 | BLACK/WHITE | 9005/9016 | ALUMINIUM/PMMA | TRANSPARENT | 220-240V/50-60Hz | 250 mA | TRIAC | N/A | 90+ | < 3 | L80B20 50.000h | 770lm | 70lm/W | 66lm/W | N/A | G | N/A | 30° | IP 20 | d77 mm | N/A | 99 mm | d77x99 mm | N/A | N/A | 110x90x90 mm | 1 | 1 | N/A | N/A | 0.000891 | 0.4 | 0.46
KLIP ON, BB | KLIP ON |  |  | 11W | 2700K | 11508233 | 8585054409044 | LED2 11508233 KLIP ON, BB 11W 2700K | 2807.2 | 2320 | 4 | BLACK/BLACK | 9005/9005 | ALUMINIUM/PMMA | TRANSPARENT | 220-240V/50-60Hz | 250 mA | ON/OFF | N/A | 90+ | < 3 | L80B20 50.000h | 770lm | 70lm/W | 66lm/W | N/A | G | N/A | 30° | IP 20 | d77 mm | N/A | 99 mm | d77x99 mm | N/A | N/A | 110x90x90 mm | 1 | 1 | N/A | N/A | 0.000891 | 0.4 | 0.46
KLIP ON, BB | KLIP ON |  |  | 11W | 2700K | 11508233D | 8585054413690 | LED2 11508233D KLIP ON, BB DALI/PUSH DIM 11W 2700K | 4140.62 | 3422 | 4 | BLACK/BLACK | 9005/9005 | ALUMINIUM/PMMA | TRANSPARENT | 220-240V/50-60Hz | 250 mA | DALI/PUSH | N/A | 90+ | < 3 | L80B20 50.000h | 770lm | 70lm/W | 66lm/W | N/A | G | N/A | 30° | IP 20 | d77 mm | N/A | 99 mm | d77x99 mm | N/A | N/A | 110x90x90 mm | 1 | 1 | N/A | N/A | 0.000891 | 0.4 | 0.46
KLIP ON, BB | KLIP ON |  |  | 11W | 2700K | 11508233DT | 8585054410033 | LED2 11508233DT KLIP ON, BB 11W 2700K | 3579.18 | 2958 | 4 | BLACK/BLACK | 9005/9005 | ALUMINIUM/PMMA | TRANSPARENT | 220-240V/50-60Hz | 250 mA | TRIAC | N/A | 90+ | < 3 | L80B20 50.000h | 770lm | 70lm/W | 66lm/W | N/A | G | N/A | 30° | IP 20 | d77 mm | N/A | 99 mm | d77x99 mm | N/A | N/A | 110x90x90 mm | 1 | 1 | N/A | N/A | 0.000891 | 0.4 | 0.46
KLIP ON, BC | KLIP ON |  |  | 11W | 2700K | 11508235 | 8585054409051 | LED2 11508235 KLIP ON, BC 11W 2700K | 3087.92 | 2552 | 4 | BLACK/CHROME | 9005/CR | ALUMINIUM/PMMA | TRANSPARENT | 220-240V/50-60Hz | 250 mA | ON/OFF | N/A | 90+ | < 3 | L80B20 50.000h | 770lm | 70lm/W | 66lm/W | N/A | G | N/A | 30° | IP 20 | d77 mm | N/A | 99 mm | d77x99 mm | N/A | N/A | 110x90x90 mm | 1 | 1 | N/A | N/A | 0.000891 | 0.4 | 0.46
KLIP ON, BC | KLIP ON |  |  | 11W | 2700K | 11508235D | 8585054413713 | LED2 11508235D KLIP ON, BC DALI/PUSH DIM 11W 2700K | 4421.34 | 3654 | 4 | BLACK/CHROME | 9005/CR | ALUMINIUM/PMMA | TRANSPARENT | 220-240V/50-60Hz | 250 mA | DALI/PUSH | N/A | 90+ | < 3 | L80B20 50.000h | 770lm | 70lm/W | 66lm/W | N/A | G | N/A | 30° | IP 20 | d77 mm | N/A | 99 mm | d77x99 mm | N/A | N/A | 110x90x90 mm | 1 | 1 | N/A | N/A | 0.000891 | 0.4 | 0.46
KLIP ON, BC | KLIP ON |  |  | 11W | 2700K | 11508235DT | 8585054410057 | LED2 11508235DT KLIP ON, BC TRIAC DIM 11W 2700K | 3859.9 | 3190 | 4 | BLACK/CHROME | 9005/CR | ALUMINIUM/PMMA | TRANSPARENT | 220-240V/50-60Hz | 250 mA | TRIAC | N/A | 90+ | < 3 | L80B20 50.000h | 770lm | 70lm/W | 66lm/W | N/A | G | N/A | 30° | IP 20 | d77 mm | N/A | 99 mm | d77x99 mm | N/A | N/A | 110x90x90 mm | 1 | 1 | N/A | N/A | 0.000891 | 0.4 | 0.46
KLIP ON, CW | KLIP ON |  |  | 11W | 2700K | 11508251 | 8585054409068 | LED2 11508251 KLIP ON, CW 11W 2700K | 3087.92 | 2552 | 4 | CHROME/WHITE | CR/9016 | ALUMINIUM/PMMA | TRANSPARENT | 220-240V/50-60Hz | 250 mA | ON/OFF | N/A | 90+ | < 3 | L80B20 50.000h | 770lm | 70lm/W | 66lm/W | N/A | G | N/A | 30° | IP 20 | d77 mm | N/A | 99 mm | d77x99 mm | N/A | N/A | 110x90x90 mm | 1 | 1 | N/A | N/A | 0.000891 | 0.4 | 0.46
KLIP ON, CW | KLIP ON |  |  | 11W | 2700K | 11508251D | 8585054413737 | LED2 11508251D KLIP ON, CW DALI/PUSH DIM 11W 2700K | 4421.34 | 3654 | 4 | CHROME/WHITE | CR/9016 | ALUMINIUM/PMMA | TRANSPARENT | 220-240V/50-60Hz | 250 mA | DALI/PUSH | N/A | 90+ | < 3 | L80B20 50.000h | 770lm | 70lm/W | 66lm/W | N/A | G | N/A | 30° | IP 20 | d77 mm | N/A | 99 mm | d77x99 mm | N/A | N/A | 110x90x90 mm | 1 | 1 | N/A | N/A | 0.000891 | 0.4 | 0.46
KLIP ON, CW | KLIP ON |  |  | 11W | 2700K | 11508251DT | 8585054410071 | LED2 11508251DT KLIP ON, CW TRIAC DIM 11W 2700K | 3859.9 | 3190 | 4 | CHROME/WHITE | CR/9016 | ALUMINIUM/PMMA | TRANSPARENT | 220-240V/50-60Hz | 250 mA | TRIAC | N/A | 90+ | < 3 | L80B20 50.000h | 770lm | 70lm/W | 66lm/W | N/A | G | N/A | 30° | IP 20 | d77 mm | N/A | 99 mm | d77x99 mm | N/A | N/A | 110x90x90 mm | 1 | 1 | N/A | N/A | 0.000891 | 0.4 | 0.46
KLIP ON, CB | KLIP ON |  |  | 11W | 2700K | 11508253 | 8585054409075 | LED2 11508253 KLIP ON, CB 11W 2700K | 3087.92 | 2552 | 4 | CHROME/BLACK | CR/9005 | ALUMINIUM/PMMA | TRANSPARENT | 220-240V/50-60Hz | 250 mA | ON/OFF | N/A | 90+ | < 3 | L80B20 50.000h | 770lm | 70lm/W | 66lm/W | N/A | G | N/A | 30° | IP 20 | d77 mm | N/A | 99 mm | d77x99 mm | N/A | N/A | 110x90x90 mm | 1 | 1 | N/A | N/A | 0.000891 | 0.4 | 0.46
KLIP ON, CB | KLIP ON |  |  | 11W | 2700K | 11508253D | 8585054413751 | LED2 11508253D KLIP ON, CB DALI/PUSH DIM 11W 2700K | 4421.34 | 3654 | 4 | CHROME/BLACK | CR/9005 | ALUMINIUM/PMMA | TRANSPARENT | 220-240V/50-60Hz | 250 mA | DALI/PUSH | N/A | 90+ | < 3 | L80B20 50.000h | 770lm | 70lm/W | 66lm/W | N/A | G | N/A | 30° | IP 20 | d77 mm | N/A | 99 mm | d77x99 mm | N/A | N/A | 110x90x90 mm | 1 | 1 | N/A | N/A | 0.000891 | 0.4 | 0.46
KLIP ON, CB | KLIP ON |  |  | 11W | 2700K | 11508253DT | 8585054410095 | LED2 11508253DT KLIP ON, CB TRIAC DIM 11W 2700K | 3859.9 | 3190 | 4 | CHROME/BLACK | CR/9005 | ALUMINIUM/PMMA | TRANSPARENT | 220-240V/50-60Hz | 250 mA | TRIAC | N/A | 90+ | < 3 | L80B20 50.000h | 770lm | 70lm/W | 66lm/W | N/A | G | N/A | 30° | IP 20 | d77 mm | N/A | 99 mm | d77x99 mm | N/A | N/A | 110x90x90 mm | 1 | 1 | N/A | N/A | 0.000891 | 0.4 | 0.46
KLIP ON, CC | KLIP ON |  |  | 11W | 2700K | 11508255 | 8585054409082 | LED2 11508255 KLIP ON, CC 11W 2700K | 3158.1 | 2610 | 4 | CHROME/CHROME | CR/CR | ALUMINIUM/PMMA | TRANSPARENT | 220-240V/50-60Hz | 250 mA | ON/OFF | N/A | 90+ | < 3 | L80B20 50.000h | 770lm | 70lm/W | 66lm/W | N/A | G | N/A | 30° | IP 20 | d77 mm | N/A | 99 mm | d77x99 mm | N/A | N/A | 110x90x90 mm | 1 | 1 | N/A | N/A | 0.000891 | 0.4 | 0.46
KLIP ON, CC | KLIP ON |  |  | 11W | 2700K | 11508255D | 8585054413775 | LED2 11508255D KLIP ON, CC DALI/PUSH DIM 11W 2700K | 4491.52 | 3712 | 4 | CHROME/CHROME | CR/CR | ALUMINIUM/PMMA | TRANSPARENT | 220-240V/50-60Hz | 250 mA | DALI/PUSH | N/A | 90+ | < 3 | L80B20 50.000h | 770lm | 70lm/W | 66lm/W | N/A | G | N/A | 30° | IP 20 | d77 mm | N/A | 99 mm | d77x99 mm | N/A | N/A | 110x90x90 mm | 1 | 1 | N/A | N/A | 0.000891 | 0.4 | 0.46
KLIP ON, CC | KLIP ON |  |  | 11W | 2700K | 11508255DT | 8585054410118 | LED2 11508255DT KLIP ON, CC TRIAC DIM 11W 2700K | 3930.08 | 3248 | 4 | CHROME/CHROME | CR/CR | ALUMINIUM/PMMA | TRANSPARENT | 220-240V/50-60Hz | 250 mA | TRIAC | N/A | 90+ | < 3 | L80B20 50.000h | 770lm | 70lm/W | 66lm/W | N/A | G | N/A | 30° | IP 20 | d77 mm | N/A | 99 mm | d77x99 mm | N/A | N/A | 110x90x90 mm | 1 | 1 | N/A | N/A | 0.000891 | 0.4 | 0.46
KLIP ON, WW | KLIP ON |  |  | 11W | 3000K | 11508311 | 8585054400201 | LED2 11508311 KLIP ON, WW 11W 3000K | 2807.2 | 2320 | 4 | WHITE/WHITE | 9016/9016 | ALUMINIUM/PMMA | TRANSPARENT | 220-240V/50-60Hz | 250 mA | ON/OFF | N/A | 90+ | < 3 | L80B20 50.000h | 770lm | 70lm/W | 66lm/W | N/A | G | N/A | 30° | IP 20 | d77 mm | N/A | 99 mm | d77x99 mm | N/A | N/A | 110x90x90 mm | 1 | 1 | N/A | N/A | 0.000891 | 0.4 | 0.46
KLIP ON, WW | KLIP ON |  |  | 11W | 3000K | 11508311D | 8585054413621 | LED2 11508311D KLIP ON, WW DALI/PUSH DIM 11W 3000K | 4140.62 | 3422 | 4 | WHITE/WHITE | 9016/9016 | ALUMINIUM/PMMA | TRANSPARENT | 220-240V/50-60Hz | 250 mA | DALI/PUSH | N/A | 90+ | < 3 | L80B20 50.000h | 770lm | 70lm/W | 66lmW | N/A | G | N/A | 30° | IP 20 | d77 mm | N/A | 99 mm | d77x99 mm | N/A | N/A | 110x90x90 mm | 1 | 1 | N/A | N/A | 0.000891 | 0.4 | 0.46
KLIP ON, WW | KLIP ON |  |  | 11W | 3000K | 11508311DT | 8585054409969 | LED2 11508311DT KLIP ON, WW TRIAC DIM 11W 3000K | 3579.18 | 2958 | 4 | WHITE/WHITE | 9016/9016 | ALUMINIUM/PMMA | TRANSPARENT | 220-240V/50-60Hz | 250 mA | TRIAC | N/A | 90+ | < 3 | L80B20 50.000h | 770lm | 70lm/W | 66lm/W | N/A | G | N/A | 30° | IP 20 | d77 mm | N/A | 99 mm | d77x99 mm | N/A | N/A | 110x90x90 mm | 1 | 1 | N/A | N/A | 0.000891 | 0.4 | 0.46
KLIP ON, WB | KLIP ON |  |  | 11W | 3000K | 11508313 | 8585054400218 | LED2 11508313 KLIP ON, WB 11W 3000K | 2807.2 | 2320 | 4 | WHITE/BLACK | 9016/9005 | ALUMINIUM/PMMA | TRANSPARENT | 220-240V/50-60Hz | 250 mA | ON/OFF | N/A | 90+ | < 3 | L80B20 50.000h | 770lm | 70lm/W | 66lm/W | N/A | G | N/A | 30° | IP 20 | d77 mm | N/A | 99 mm | d77x99 mm | N/A | N/A | 110x90x90 mm | 1 | 1 | N/A | N/A | 0.000891 | 0.4 | 0.46
KLIP ON, WB | KLIP ON |  |  | 11W | 3000K | 11508313D | 8585054413645 | LED2 11508313D KLIP ON, WB DALI/PUSH DIM 11W 3000K | 4140.62 | 3422 | 4 | WHITE/BLACK | 9016/9005 | ALUMINIUM/PMMA | TRANSPARENT | 220-240V/50-60Hz | 250 mA | DALI/PUSH | N/A | 90+ | < 3 | L80B20 50.000h | 770lm | 70lm/W | 66lm/W | N/A | G | N/A | 30° | IP 20 | d77 mm | N/A | 99 mm | d77x99 mm | N/A | N/A | 110x90x90 mm | 1 | 1 | N/A | N/A | 0.000891 | 0.4 | 0.46
KLIP ON, WB | KLIP ON |  |  | 11W | 3000K | 11508313DT | 8585054409983 | LED2 11508313DT KLIP ON, WB TRIAC DIM 11W 3000K | 3579.18 | 2958 | 4 | WHITE/BLACK | 9016/9005 | ALUMINIUM/PMMA | TRANSPARENT | 220-240V/50-60Hz | 250 mA | TRIAC | N/A | 90+ | < 3 | L80B20 50.000h | 770lm | 70lm/W | 66lm/W | N/A | G | N/A | 30° | IP 20 | d77 mm | N/A | 99 mm | d77x99 mm | N/A | N/A | 110x90x90 mm | 1 | 1 | N/A | N/A | 0.000891 | 0.4 | 0.46
KLIP ON, WC | KLIP ON |  |  | 11W | 3000K | 11508315 | 8585054400225 | LED2 11508315 KLIP ON, WC 11W 3000K | 3087.92 | 2552 | 4 | WHITE/CHROME | 9016/CR | ALUMINIUM/PMMA | TRANSPARENT | 220-240V/50-60Hz | 250 mA | ON/OFF | N/A | 90+ | < 3 | L80B20 50.000h | 770lm | 70lm/W | 66lm/W | N/A | G | N/A | 30° | IP 20 | d77 mm | N/A | 99 mm | d77x99 mm | N/A | N/A | 110x90x90 mm | 1 | 1 | N/A | N/A | 0.000891 | 0.4 | 0.46
KLIP ON, WC | KLIP ON |  |  | 11W | 3000K | 11508315D | 8585054413669 | LED2 11508315D KLIP ON, WC DALI/PUSH DIM 11W 3000K | 4421.34 | 3654 | 4 | WHITE/CHROME | 9016/CR | ALUMINIUM/PMMA | TRANSPARENT | 220-240V/50-60Hz | 250 mA | DALI/PUSH | N/A | 90+ | < 3 | L80B20 50.000h | 770lm | 70lm/W | 66lm/W | N/A | G | N/A | 30° | IP 20 | d77 mm | N/A | 99 mm | d77x99 mm | N/A | N/A | 110x90x90 mm | 1 | 1 | N/A | N/A | 0.000891 | 0.4 | 0.46
KLIP ON, WC | KLIP ON |  |  | 11W | 3000K | 11508315DT | 8585054410002 | LED2 11508315DT KLIP ON, WC TRIAC DIM 11W 3000K | 3859.9 | 3190 | 4 | WHITE/CHROME | 9016/CR | ALUMINIUM/PMMA | TRANSPARENT | 220-240V/50-60Hz | 250 mA | TRIAC | N/A | 90+ | < 3 | L80B20 50.000h | 770lm | 70lm/W | 66lm/W | N/A | G | N/A | 30° | IP 20 | d77 mm | N/A | 99 mm | d77x99 mm | N/A | N/A | 110x90x90 mm | 1 | 1 | N/A | N/A | 0.000891 | 0.4 | 0.46
KLIP ON, BW | KLIP ON |  |  | 11W | 3000K | 11508331 | 8585054400232 | LED2 11508331 KLIP ON, BW 11W 3000K | 2807.2 | 2320 | 4 | BLACK/WHITE | 9005/9016 | ALUMINIUM/PMMA | TRANSPARENT | 220-240V/50-60Hz | 250 mA | ON/OFF | N/A | 90+ | < 3 | L80B20 50.000h | 770lm | 70lm/W | 66lm/W | N/A | G | N/A | 30° | IP 20 | d77 mm | N/A | 99 mm | d77x99 mm | N/A | N/A | 110x90x90 mm | 1 | 1 | N/A | N/A | 0.000891 | 0.4 | 0.46
KLIP ON, BW | KLIP ON |  |  | 11W | 3000K | 11508331D | 8585054413683 | LED2 11508331D KLIP ON, BW DALI/PUSH DIM 11W 3000K | 4140.62 | 3422 | 4 | BLACK/WHITE | 9005/9016 | ALUMINIUM/PMMA | TRANSPARENT | 220-240V/50-60Hz | 250 mA | DALI/PUSH | N/A | 90+ | < 3 | L80B20 50.000h | 770lm | 70lm/W | 66lm/W | N/A | G | N/A | 30° | IP 20 | d77 mm | N/A | 99 mm | d77x99 mm | N/A | N/A | 110x90x90 mm | 1 | 1 | N/A | N/A | 0.000891 | 0.4 | 0.46
KLIP ON, BW | KLIP ON |  |  | 11W | 3000K | 11508331DT | 8585054410026 | LED2 11508331DT KLIP ON, BW 11W 3000K | 3579.18 | 2958 | 4 | BLACK/WHITE | 9005/9016 | ALUMINIUM/PMMA | TRANSPARENT | 220-240V/50-60Hz | 250 mA | TRIAC | N/A | 90+ | < 3 | L80B20 50.000h | 770lm | 70lm/W | 66lm/W | N/A | G | N/A | 30° | IP 20 | d77 mm | N/A | 99 mm | d77x99 mm | N/A | N/A | 110x90x90 mm | 1 | 1 | N/A | N/A | 0.000891 | 0.4 | 0.46
KLIP ON, BB | KLIP ON |  |  | 11W | 3000K | 11508333 | 8585054400249 | LED2 11508333 KLIP ON, BB 11W 3000K | 2807.2 | 2320 | 4 | BLACK/BLACK | 9005/9005 | ALUMINIUM/PMMA | TRANSPARENT | 220-240V/50-60Hz | 250 mA | ON/OFF | N/A | 90+ | < 3 | L80B20 50.000h | 770lm | 70lm/W | 66lm/W | N/A | G | N/A | 30° | IP 20 | d77 mm | N/A | 99 mm | d77x99 mm | N/A | N/A | 110x90x90 mm | 1 | 1 | N/A | N/A | 0.000891 | 0.4 | 0.46
KLIP ON, BB | KLIP ON |  |  | 11W | 3000K | 11508333D | 8585054413706 | LED2 11508333D KLIP ON, BB DALI/PUSH DIM 11W 3000K | 4140.62 | 3422 | 4 | BLACK/BLACK | 9005/9005 | ALUMINIUM/PMMA | TRANSPARENT | 220-240V/50-60Hz | 250 mA | DALI/PUSH | N/A | 90+ | < 3 | L80B20 50.000h | 770lm | 70lm/W | 66lm/w | N/A | G | N/A | 30° | IP 20 | d77 mm | N/A | 99 mm | d77x99 mm | N/A | N/A | 110x90x90 mm | 1 | 1 | N/A | N/A | 0.000891 | 0.4 | 0.46
KLIP ON, BB | KLIP ON |  |  | 11W | 3000K | 11508333DT | 8585054410040 | LED2 11508333DT KLIP ON, BB TRIAC DIM 11W 3000K | 3579.18 | 2958 | 4 | BLACK/BLACK | 9005/9005 | ALUMINIUM/PMMA | TRANSPARENT | 220-240V/50-60Hz | 250 mA | TRIAC | N/A | 90+ | < 3 | L80B20 50.000h | 770lm | 70lm/W | 66lm/w | N/A | G | N/A | 30° | IP 20 | d77 mm | N/A | 99 mm | d77x99 mm | N/A | N/A | 110x90x90 mm | 1 | 1 | N/A | N/A | 0.000891 | 0.4 | 0.46
KLIP ON, BC | KLIP ON |  |  | 11W | 3000K | 11508335 | 8585054400256 | LED2 11508335 KLIP ON, BC 11W 3000K | 3087.92 | 2552 | 4 | BLACK/CHROME | 9005/CR | ALUMINIUM/PMMA | TRANSPARENT | 220-240V/50-60Hz | 250 mA | ON/OFF | N/A | 90+ | < 3 | L80B20 50.000h | 770lm | 70lm/W | 66lm/W | N/A | G | N/A | 30° | IP 20 | d77 mm | N/A | 99 mm | d77x99 mm | N/A | N/A | 110x90x90 mm | 1 | 1 | N/A | N/A | 0.000891 | 0.4 | 0.46
KLIP ON, BC | KLIP ON |  |  | 11W | 3000K | 11508335D | 8585054413720 | LED2 11508335D KLIP ON, BC DALI/PUSH DIM 11W 3000K | 4421.34 | 3654 | 4 | BLACK/CHROME | 9005/CR | ALUMINIUM/PMMA | TRANSPARENT | 220-240V/50-60Hz | 250 mA | DALI/PUSH | N/A | 90+ | < 3 | L80B20 50.000h | 770lm | 70lm/W | 66lm/W | N/A | G | N/A | 30° | IP 20 | d77 mm | N/A | 99 mm | d77x99 mm | N/A | N/A | 110x90x90 mm | 1 | 1 | N/A | N/A | 0.000891 | 0.4 | 0.46
KLIP ON, BC | KLIP ON |  |  | 11W | 3000K | 11508335DT | 8585054410064 | LED2 11508335DT KLIP ON, BC TRIAC DIM 11W 3000K | 3859.9 | 3190 | 4 | BLACK/CHROME | 9005/CR | ALUMINIUM/PMMA | TRANSPARENT | 220-240V/50-60Hz | 250 mA | TRIAC | N/A | 90+ | < 3 | L80B20 50.000h | 770lm | 70lm/W | 66lm/w | N/A | G | N/A | 30° | IP 20 | d77 mm | N/A | 99 mm | d77x99 mm | N/A | N/A | 110x90x90 mm | 1 | 1 | N/A | N/A | 0.000891 | 0.4 | 0.46
KLIP ON, CW | KLIP ON |  |  | 11W | 3000K | 11508351 | 8585054400263 | LED2 11508351 KLIP ON, CW 11W 3000K | 3087.92 | 2552 | 4 | CHROME/WHITE | CR/9016 | ALUMINIUM/PMMA | TRANSPARENT | 220-240V/50-60Hz | 250 mA | ON/OFF | N/A | 90+ | < 3 | L80B20 50.000h | 770lm | 70lm/W | 66lm/W | N/A | G | N/A | 30° | IP 20 | d77 mm | N/A | 99 mm | d77x99 mm | N/A | N/A | 110x90x90 mm | 1 | 1 | N/A | N/A | 0.000891 | 0.4 | 0.46
KLIP ON, CW | KLIP ON |  |  | 11W | 3000K | 11508351D | 8585054413744 | LED2 11508351D KLIP ON, CW DALI/PUSH DIM 11W 3000K | 4421.34 | 3654 | 4 | CHROME/WHITE | CR/9016 | ALUMINIUM/PMMA | TRANSPARENT | 220-240V/50-60Hz | 250 mA | DALI/PUSH | N/A | 90+ | < 3 | L80B20 50.000h | 770lm | 70lm/W | 66lm/W | N/A | G | N/A | 30° | IP 20 | d77 mm | N/A | 99 mm | d77x99 mm | N/A | N/A | 110x90x90 mm | 1 | 1 | N/A | N/A | 0.000891 | 0.4 | 0.46
KLIP ON, CW | KLIP ON |  |  | 11W | 3000K | 11508351DT | 8585054410088 | LED2 11508351DT KLIP ON, CW TRIAC DIM 11W 3000K | 3859.9 | 3190 | 4 | CHROME/WHITE | CR/9016 | ALUMINIUM/PMMA | TRANSPARENT | 220-240V/50-60Hz | 250 mA | TRIAC | N/A | 90+ | < 3 | L80B20 50.000h | 770lm | 70lm/W | 66lm/W | N/A | G | N/A | 30° | IP 20 | d77 mm | N/A | 99 mm | d77x99 mm | N/A | N/A | 110x90x90 mm | 1 | 1 | N/A | N/A | 0.000891 | 0.4 | 0.46
KLIP ON, CB | KLIP ON |  |  | 11W | 3000K | 11508353 | 8585054400270 | LED2 11508353 KLIP ON, CB 11W 3000K | 3087.92 | 2552 | 4 | CHROME/BLACK | CR/9005 | ALUMINIUM/PMMA | TRANSPARENT | 220-240V/50-60Hz | 250 mA | ON/OFF | N/A | 90+ | < 3 | L80B20 50.000h | 770lm | 70lm/W | 66lm/W | N/A | G | N/A | 30° | IP 20 | d77 mm | N/A | 99 mm | d77x99 mm | N/A | N/A | 110x90x90 mm | 1 | 1 | N/A | N/A | 0.000891 | 0.4 | 0.46
KLIP ON, CB | KLIP ON |  |  | 11W | 3000K | 11508353D | 8585054413768 | LED2 11508353D KLIP ON, CB DALI/PUSH DIM 11W 3000K | 4421.34 | 3654 | 4 | CHROME/BLACK | CR/9005 | ALUMINIUM/PMMA | TRANSPARENT | 220-240V/50-60Hz | 250 mA | DALI/PUSH | N/A | 90+ | < 3 | L80B20 50.000h | 770lm | 70lm/W | 66lm/w | N/A | G | N/A | 30° | IP 20 | d77 mm | N/A | 99 mm | d77x99 mm | N/A | N/A | 110x90x90 mm | 1 | 1 | N/A | N/A | 0.000891 | 0.4 | 0.46
KLIP ON, CB | KLIP ON |  |  | 11W | 3000K | 11508353DT | 8585054410101 | LED2 11508353DT KLIP ON, CB TRIAC DIM 11W 3000K | 3859.9 | 3190 | 4 | CHROME/BLACK | CR/9005 | ALUMINIUM/PMMA | TRANSPARENT | 220-240V/50-60Hz | 250 mA | TRIAC | N/A | 90+ | < 3 | L80B20 50.000h | 770lm | 70lm/W | 66lm/W | N/A | G | N/A | 30° | IP 20 | d77 mm | N/A | 99 mm | d77x99 mm | N/A | N/A | 110x90x90 mm | 1 | 1 | N/A | N/A | 0.000891 | 0.4 | 0.46
KLIP ON, CC | KLIP ON |  |  | 11W | 3000K | 11508355 | 8585054400287 | LED2 11508355 KLIP ON, CC 11W 3000K | 3158.1 | 2610 | 4 | CHROME/CHROME | CR/CR | ALUMINIUM/PMMA | TRANSPARENT | 220-240V/50-60Hz | 250 mA | ON/OFF | N/A | 90+ | < 3 | L80B20 50.000h | 770lm | 70lm/W | 66lm/W | N/A | G | N/A | 30° | IP 20 | d77 mm | N/A | 99 mm | d77x99 mm | N/A | N/A | 110x90x90 mm | 1 | 1 | N/A | N/A | 0.000891 | 0.4 | 0.46
KLIP ON, CC | KLIP ON |  |  | 11W | 3000K | 11508355D | 8585054413782 | LED2 11508355D KLIP ON, CC DALI/PUSH DIM 11W 3000K | 4491.52 | 3712 | 4 | CHROME/CHROME | CR/CR | ALUMINIUM/PMMA | TRANSPARENT | 220-240V/50-60Hz | 250 mA | DALI/PUSH | N/A | 90+ | < 3 | L80B20 50.000h | 770lm | 70lm/W | 66lm/W | N/A | G | N/A | 30° | IP 20 | d77 mm | N/A | 99 mm | d77x99 mm | N/A | N/A | 110x90x90 mm | 1 | 1 | N/A | N/A | 0.000891 | 0.4 | 0.46
KLIP ON, CC | KLIP ON |  |  | 11W | 3000K | 11508355DT | 8585054410125 | LED2 11508355DT KLIP ON, CC TRIAC DIM 11W 3000K | 3930.08 | 3248 | 4 | CHROME/CHROME | CR/CR | ALUMINIUM/PMMA | TRANSPARENT | 220-240V/50-60Hz | 250 mA | TRIAC | N/A | 90+ | < 3 | L80B20 50.000h | 770lm | 70lm/W | 66lm/W | N/A | G | N/A | 30° | IP 20 | d77 mm | N/A | 99 mm | d77x99 mm | N/A | N/A | 110x90x90 mm | 1 | 1 | N/A | N/A | 0.000891 | 0.4 | 0.46
LINEAR ON 5, W | LINEAR ON |  |  | 10W | 3000K | 1251131 | 8585054400317 | LED2 1251131 LINEAR ON 5, W 10W 3000K | 2386.12 | 1972 | 4 | WHITE | 9003 | ALUMINIUM/PC | FROSTED | 220-240V/50-60Hz | 700 mA | ON/OFF | N/A | 90+ | < 3 | L80B20 50.000h | 1050lm | 105lm/W | 103lm/W | N/A | E | < 19 | 45° | IP 20 | 137 mm | 35 mm | 81 mm | 137x35x81 mm | N/A | N/A | 160x150x50 mm | 1 | 30 | 18585054400314 | N/A | 0.0012 | 0.35 | 0.45
LINEAR ON 5, W | LINEAR ON |  |  | 10W | 3000K | 1251131D | 8585054406630 | LED2 1251131D LINEAR ON 5, W DALI/PUSH DIM 10W 3000K | 3789.72 | 3132 | 4 | WHITE | 9003 | ALUMINIUM/PC | FROSTED | 220-240V/50-60Hz | 700 mA | DALI/PUSH | N/A | 90+ | < 3 | L80B20 50.000h | 1050lm | 105lm/W | 103lm/W | N/A | E | < 19 | 45° | IP 20 | 137 mm | 35 mm | 81 mm | 137x35x81 mm | N/A | N/A | 160x150x50 mm | 1 | 1 | N/A | N/A | 0.0012 | 0.35 | 0.45
LINEAR ON 5, B | LINEAR ON |  |  | 10W | 3000K | 1251133 | 8585054400324 | LED2 1251133 LINEAR ON 5, B 10W 3000K | 2386.12 | 1972 | 4 | BLACK | 9005 | ALUMINIUM/PC | FROSTED | 220-240V/50-60Hz | 700 mA | ON/OFF | N/A | 90+ | < 3 | L80B20 50.000h | 1050lm | 105lm/W | 103lm/W | N/A | E | < 19 | 45° | IP 20 | 137 mm | 35 mm | 81 mm | 137x35x81 mm | N/A | N/A | 160x150x50 mm | 1 | 30 | 18585054400321 | N/A | 0.0012 | 0.35 | 0.45
LINEAR ON 5, B | LINEAR ON |  |  | 10W | 3000K | 1251133D | 8585054406647 | LED2 1251133D LINEAR ON 5, B DALI/PUSH DIM 10W 3000K | 3789.72 | 3132 | 4 | BLACK | 9005 | ALUMINIUM/PC | FROSTED | 220-240V/50-60Hz | 700 mA | DALI/PUSH | N/A | 90+ | < 3 | L80B20 50.000h | 1050lm | 105lm/W | 103lm/W | N/A | E | < 19 | 45° | IP 20 | 137 mm | 35 mm | 81 mm | 137x35x81 mm | N/A | N/A | 160x150x50 mm | 1 | 1 | N/A | N/A | 0.0012 | 0.35 | 0.45
LINEAR ON 10, W | LINEAR ON |  |  | 20W | 3000K | 1251331 | 8585054405237 | LED2 1251331 LINEAR ON 10, W 20W 3000K | 4035.35 | 3335 | 4 | WHITE | 9003 | ALUMINIUM/PC | FROSTED | 220-240V/50-60Hz | 600 mA | ON/OFF | N/A | 90+ | < 3 | L80B20 50.000h | 2100lm | 105lm/W | 103lm/W | N/A | E | < 19 | 45° | IP 20 | 270 mm | 35 mm | 81 mm | 270x35x81 mm | N/A | N/A | 325x80x85 mm | 1 | 1 | N/A | N/A | 0.00221 | 0.55 | 0.7
LINEAR ON 10, W | LINEAR ON |  |  | 20W | 3000K | 1251331D | 8585054412273 | LED2 1251331D LINEAR ON 10, W DALI/PUSH DIM 20W 3000K | 5438.95 | 4495 | 4 | WHITE | 9003 | ALUMINIUM/PC | FROSTED | 220-240V/50-60Hz | 600 mA | DALI/PUSH | N/A | 90+ | < 3 | L80B20 50.000h | 2100lm | 105lm/W | 103lm/W | N/A | E | < 19 | 45° | IP 20 | 270 mm | 35 mm | 81 mm | 270x35x81 mm | N/A | N/A | 325x80x85 mm | 1 | 1 | N/A | N/A | 0.00221 | 0.55 | 0.7
PUCK | PUCK |  |  | 8W | 3000K | 1110131 | 8585054400331 | LED2 1110131 PUCK DIM 8W 3000K | 3438.82 | 2842 | 4 | WHITE | 9003 | ALUMINIUM/PMMA | OPAL | 220-240V/50-60Hz | AC LED | TRIAC | N/A | 90+ | < 3 | L80 B20 30.000h | 800lm | 100lm/W | 90lm/W | N/A | F | N/A | 160° | IP 20 | d140 mm | N/A | 50 mm | d140x50 mm | N/A | N/A | 240x205x80 mm | 1 | 12 | 18585054400338 | N/A | 0.003936 | 0.7 | 0.87
ZETA ON XS, W | ZETA ON |  |  | 8W | 3000K/3500K/4000K | 1480151 | 8585054426232 | LED2 1480151 ZETA ON XS, W 8W 3000K/3500K/4000K | 1368.51 | 1131 | 4 | WHITE | 9016 | ALUMINIUM/PMMA | PRISMATIC | 220-240V/50-60Hz | 200 mA | ON/OFF | N/A | 90+ | < 3 | L80B20 50.000h | 720lm | 90lm/W | 125lm/W | N/A | D | < 19 | 90° | IP 20 | d90 mm | N/A | 60 mm | d90x60 mm | N/A | N/A | 100x100x80 mm | 1 | 30 | 18585054426239 | N/A | 0.0008 | 0.34 | 0.5
ZETA ON XS, B | ZETA ON |  |  | 8W | 3000K/3500K/4000K | 1480153 | 8585054426249 | LED2 1480153 ZETA ON XS, B 8W 3000K/3500K/4000K | 1368.51 | 1131 | 4 | BLACK | 9017 | ALUMINIUM/PMMA | PRISMATIC | 220-240V/50-60Hz | 200 mA | ON/OFF | N/A | 90+ | < 3 | L80B20 50.000h | 720lm | 90lm/W | 125lm/W | N/A | D | < 19 | 90° | IP 20 | d90 mm | N/A | 60 mm | d90x60 mm | N/A | N/A | 100x100x80 mm | 1 | 30 | 18585054426246 | N/A | 0.0008 | 0.34 | 0.5
ZETA ON S, W | ZETA ON |  |  | 8-12W | 3000K/3500K/4000K | 1480251DT | 8585054426263 | LED2 1480251DT ZETA ON S, W TRIAC DIM 8-12W 3000K/3500K/4000K | 1894.86 | 1566 | 4 | WHITE | 9016 | ALUMINIUM/PMMA | PRISMATIC | 220-240V/50-60Hz | 300 mA | TRIAC | N/A | 90+ | < 3 | L80B20 50.000h | 720-1080lm | 90lm/W | 125lm/W | N/A | D | < 19 | 90° | IP 20 | d120 mm | N/A | 64 mm | d120x64 mm | N/A | N/A | 130x130x85 mm | 1 | 20 | 18585054426260 | N/A | 0.001437 | 0.54 | 0.7
ZETA ON S, W | ZETA ON |  |  | 15W | 3000K/3500K/4000K | 1480251D | 8585054426676 | LED2 1480251D ZETA ON S, W DALI/PUSH DIM 15W 3000K/3500K/4000K | 3228.28 | 2668 | 4 | WHITE | 9016 | ALUMINIUM/PMMA | PRISMATIC | 220-240V/50-60Hz | 350 mA | DALI/PUSH | N/A | 90+ | < 3 | L80B20 50.000h | 1350lm | 90lm/W | 125lm/W | N/A | D | < 19 | 90° | IP 20 | d120 mm | N/A | 64 mm | d120x64 mm | N/A | N/A | 130x130x85 mm | 1 | 1 | N/A | N/A | 0.001437 | 0.54 | 0.7
ZETA ON S, W | ZETA ON |  |  | 15W | 3000K-4000K | 1480251DTW | 8585054432448 | LED2 1480251DTW ZETA ON S, W DALI TW 15W 3000K/3500K/4000K | 3368.64 | 2784 | 4 | WHITE | 9016 | ALUMINIUM/PMMA | PRISMATIC | 220-240V/50-60Hz | 350 mA | DALI TW/PUSH TW | N/A | 90+ | < 3 | L80B20 50.000h | 1350lm | 90lm/W | 125lm/W | N/A | D | < 19 | 90° | IP 20 | d120 mm | N/A | 64 mm | d120x64 mm | N/A | N/A | 130x130x85 mm | 1 | 1 | N/A | N/A | 0.001437 | 0.54 | 0.7
ZETA ON S, B | ZETA ON |  |  | 8-12W | 3000K/3500K/4000K | 1480253DT | 8585054426270 | LED2 1480253DT ZETA ON S, B TRIAC DIM 8-12W 3000K/3500K/4000K | 1894.86 | 1566 | 4 | BLACK | 9017 | ALUMINIUM/PMMA | PRISMATIC | 220-240V/50-60Hz | 300 mA | TRIAC | N/A | 90+ | < 3 | L80B20 50.000h | 720-1080lm | 90lm/W | 125lm/W | N/A | D | < 19 | 90° | IP 20 | d120 mm | N/A | 64 mm | d120x64 mm | N/A | N/A | 130x130x85 mm | 1 | 20 | 18585054426277 | N/A | 0.001437 | 0.54 | 0.7
ZETA ON S, B | ZETA ON |  |  | 15W | 3000K/3500K/4000K | 1480253D | 8585054426683 | LED2 1480253D ZETA ON S, B DALI/PUSH DIM 15W 3000K/3500K/4000K | 3228.28 | 2668 | 4 | BLACK | 9017 | ALUMINIUM/PMMA | PRISMATIC | 220-240V/50-60Hz | 350 mA | DALI/PUSH | N/A | 90+ | < 3 | L80B20 50.000h | 1350lm | 90lm/W | 125lm/W | N/A | D | < 19 | 90° | IP 20 | d120 mm | N/A | 64 mm | d120x64 mm | N/A | N/A | 130x130x85 mm | 1 | 1 | N/A | N/A | 0.001437 | 0.54 | 0.7
ZETA ON S, B | ZETA ON |  |  | 15W | 3000K-4000K | 1480253DTW | 8585054432455 | LED2 1480253DTW ZETA ON S, B DALI TW 15W 3000K/3500K/4000K | 3368.64 | 2784 | 4 | BLACK | 9017 | ALUMINIUM/PMMA | PRISMATIC | 220-240V/50-60Hz | 350 mA | DALI TW/PUSH TW | N/A | 90+ | < 3 | L80B20 50.000h | 1350lm | 90lm/W | 125lm/W | N/A | D | < 19 | 90° | IP 20 | d120 mm | N/A | 64 mm | d120x64 mm | N/A | N/A | 130x130x85 mm | 1 | 1 | N/A | N/A | 0.001437 | 0.54 | 0.7
ZETA ON M, W | ZETA ON |  |  | 9-15W | 3000K/3500K/4000K | 1480351DT | 8585054426294 | LED2 1480351DT ZETA ON M, W TRIAC DIM 9-15W 3000K/3500K/4000K | 2175.58 | 1798 | 4 | WHITE | 9016 | ALUMINIUM/PMMA | PRISMATIC | 220-240V/50-60Hz | 350 mA | TRIAC | N/A | 90+ | < 3 | L80B20 50.000h | 810-1350lm | 90lm/W | 125lm/W | N/A | D | < 19 | 90° | IP 20 | d140 mm | N/A | 70 mm | d140x70 mm | N/A | N/A | 150x150x90 mm | 1 | 15 | 18585054426291 | N/A | 0.002025 | 0.7 | 0.85
ZETA ON M, W | ZETA ON |  |  | 15W | 3000K/3500K/4000K | 1480351D | 8585054426690 | LED2 1480351D ZETA ON M, W DALI/PUSH DIM 15W 3000K/3500K/4000K | 3438.82 | 2842 | 4 | WHITE | 9016 | ALUMINIUM/PMMA | PRISMATIC | 220-240V/50-60Hz | 350 mA | DALI/PUSH | N/A | 90+ | < 3 | L80B20 50.000h | 1350lm | 90lm/W | 125lm/W | N/A | D | < 19 | 90° | IP 20 | d140 mm | N/A | 70 mm | d140x70 mm | N/A | N/A | 150x150x90 mm | 1 | 1 | N/A | N/A | 0.002025 | 0.7 | 0.85
ZETA ON M, W | ZETA ON |  |  | 15W | 3000K-4000K | 1480351DTW | 8585054432462 | LED2 1480351DTW ZETA ON M, W DALI TW 15W 3000K/3500K/4000K | 3649.36 | 3016 | 4 | WHITE | 9016 | ALUMINIUM/PMMA | PRISMATIC | 220-240V/50-60Hz | 350 mA | DALI TW/PUSH TW | N/A | 90+ | < 3 | L80B20 50.000h | 1350lm | 90lm/W | 125lm/W | N/A | D | < 19 | 90° | IP 20 | d140 mm | N/A | 70 mm | d140x70 mm | N/A | N/A | 150x150x90 mm | 1 | 1 | N/A | N/A | 0.002025 | 0.7 | 0.85
ZETA ON M, W | ZETA ON |  |  | 15W | 3000K-4000K | 1480351CSTW | 8585054432479 | LED2 1480351CSTW ZETA ON M, W CASAMBI TW 15W 3000K/3500K/4000K | 9123.4 | 7540 | 4 | WHITE | 9016 | ALUMINIUM/PMMA | PRISMATIC | 220-240V/50-60Hz | 350 mA | CASAMBI TW | N/A | 90+ | < 3 | L80B20 50.000h | 1350lm | 90lm/W | 125lm/W | N/A | D | < 19 | 90° | IP 20 | d140 mm | N/A | 70 mm | d140x70 mm | N/A | N/A | 150x150x90 mm | 1 | 1 | N/A | N/A | 0.002025 | 0.7 | 0.85
ZETA ON M, W | ZETA ON |  |  | 15W | 3000K-4000K | 1480351ZBTW | 8585054432486 | LED2 1480351ZBTW ZETA ON M, W ZIGBEE TW 15W 3000K/3500K/4000K | 6632.01 | 5481 | 4 | WHITE | 9016 | ALUMINIUM/PMMA | PRISMATIC | 220-240V/50-60Hz | 350 mA | ZIGBEE TW | N/A | 90+ | < 3 | L80B20 50.000h | 1350lm | 90lm/W | 125lm/W | N/A | D | < 19 | 90° | IP 20 | d140 mm | N/A | 70 mm | d140x70 mm | N/A | N/A | 150x150x90 mm | 1 | 1 | N/A | N/A | 0.002025 | 0.7 | 0.85
ZETA ON M, B | ZETA ON |  |  | 9-15W | 3000K/3500K/4000K | 1480353DT | 8585054426300 | LED2 1480353DT ZETA ON M, B TRIAC DIM 9-15W 3000K/3500K/4000K | 2175.58 | 1798 | 4 | BLACK | 9017 | ALUMINIUM/PMMA | PRISMATIC | 220-240V/50-60Hz | 350 mA | TRIAC | N/A | 90+ | < 3 | L80B20 50.000h | 810-1350lm | 90lm/W | 125lm/W | N/A | D | < 19 | 90° | IP 20 | d140 mm | N/A | 70 mm | d140x70 mm | N/A | N/A | 150x150x90 mm | 1 | 15 | 18585054426307 | N/A | 0.002025 | 0.7 | 0.85
ZETA ON M, B | ZETA ON |  |  | 15W | 3000K/3500K/4000K | 1480353D | 8585054426706 | LED2 1480353D ZETA ON M, B DALI/PUSH DIM 15W 3000K/3500K/4000K | 3438.82 | 2842 | 4 | BLACK | 9017 | ALUMINIUM/PMMA | PRISMATIC | 220-240V/50-60Hz | 350 mA | DALI/PUSH | N/A | 90+ | < 3 | L80B20 50.000h | 1350lm | 90lm/W | 125lm/W | N/A | D | < 19 | 90° | IP 20 | d140 mm | N/A | 70 mm | d140x70 mm | N/A | N/A | 150x150x90 mm | 1 | 1 | N/A | N/A | 0.002025 | 0.7 | 0.85
ZETA ON M, B | ZETA ON |  |  | 15W | 3000K-4000K | 1480353DTW | 8585054432493 | LED2 1480353DTW ZETA ON M, B DALI TW 15W 3000K/3500K/4000K | 3649.36 | 3016 | 4 | BLACK | 9017 | ALUMINIUM/PMMA | PRISMATIC | 220-240V/50-60Hz | 350 mA | DALI TW/PUSH TW | N/A | 90+ | < 3 | L80B20 50.000h | 1350lm | 90lm/W | 125lm/W | N/A | D | < 19 | 90° | IP 20 | d140 mm | N/A | 70 mm | d140x70 mm | N/A | N/A | 150x150x90 mm | 1 | 1 | N/A | N/A | 0.002025 | 0.7 | 0.85
ZETA ON M, B | ZETA ON |  |  | 15W | 3000K-4000K | 1480353CSTW | 8585054432509 | LED2 1480353CSTW ZETA ON M, B CASAMBI TW 15W 3000K/3500K/4000K | 9123.4 | 7540 | 4 | BLACK | 9017 | ALUMINIUM/PMMA | PRISMATIC | 220-240V/50-60Hz | 350 mA | CASAMBI TW | N/A | 90+ | < 3 | L80B20 50.000h | 1350lm | 90lm/W | 125lm/W | N/A | D | < 19 | 90° | IP 20 | d140 mm | N/A | 70 mm | d140x70 mm | N/A | N/A | 150x150x90 mm | 1 | 1 | N/A | N/A | 0.002025 | 0.7 | 0.85
ZETA ON M, B | ZETA ON |  |  | 15W | 3000K-4000K | 1480353ZBTW | 8585054432516 | LED2 1480353ZBTW ZETA ON M, B ZIGBEE TW 15W 3000K/3500K/4000K | 6632.01 | 5481 | 4 | BLACK | 9017 | ALUMINIUM/PMMA | PRISMATIC | 220-240V/50-60Hz | 350 mA | ZIGBEE TW | N/A | 90+ | < 3 | L80B20 50.000h | 1350lm | 90lm/W | 125lm/W | N/A | D | < 19 | 90° | IP 20 | d140 mm | N/A | 70 mm | d140x70 mm | N/A | N/A | 150x150x90 mm | 1 | 1 | N/A | N/A | 0.002025 | 0.7 | 0.85
ZETA ON XS RING, G | ZETA ON |  |  | N/A | N/A | 6480107 | 8585054426256 | LED2 6480107 ZETA ON XS RING, G | 210.54 | 174 | 4 | GOLD | 1036 | ALUMINIUM | N/A | 220-240V/50-60Hz | N/A | ON/OFF | N/A | N/A | < 3 | L80B20 50.000h | N/A | N/A | N/A | N/A | N/A | N/A | N/A | N/A | N/A | N/A | N/A | N/A | N/A | N/A | N/A | N/A | 40 | 18585054426253 | N/A | N/A | 0.05 | 0.05
ZETA ON S RING, G | ZETA ON |  |  | N/A | N/A | 6480207 | 8585054426287 | LED2 6480207 ZETA ON S RING, G | 315.81 | 261 | 4 | GOLD | 1036 | ALUMINIUM | N/A | 220-240V/50-60Hz | N/A | ON/OFF | N/A | N/A | < 3 | L80B20 50.000h | N/A | N/A | N/A | N/A | N/A | N/A | N/A | N/A | N/A | N/A | N/A | N/A | N/A | N/A | N/A | N/A | 40 | 18585054426284 | N/A | N/A | 0.06 | 0.06
ZETA ON M RING, G | ZETA ON |  |  | N/A | N/A | 6480307 | 8585054426317 | LED2 6480307 ZETA ON M RING, G | 421.08 | 348 | 4 | GOLD | 1036 | ALUMINIUM | N/A | 220-240V/50-60Hz | N/A | ON/OFF | N/A | N/A | < 3 | L80B20 50.000h | N/A | N/A | N/A | N/A | N/A | N/A | N/A | N/A | N/A | N/A | N/A | N/A | N/A | N/A | N/A | N/A | 40 | 18585054426314 | N/A | N/A | 0.07 | 0.07
EIKO ON M, W | EIKO | NEW | YES | 12W | 3000K/3500K/4000K | E1470451 | 8585054429615 | LED2 E1470451 EIKO ON M, W 12W 3000K/3500K/4000K | 526.35 | 435 | 4 | WHITE | 9003 | PC | OPAL | 220-240V/50-60Hz | 100 mA | ON/OFF | N/A | 80+ | < 3 | L80 B20 30.000h | 780lm | 65lm/W | 110lm/W | N/A | G | N/A | 120° | IP 54 | d170 mm | N/A | 30 mm | d170x30 mm | N/A | N/A | 175x175x40 mm | 3 | 40 | 18585054429612 | N/A | 0.001225 | 0.26 | 0.35
EIKO ON L, W | EIKO | NEW | YES | 18W | 3000K/3500K/4000K | E1470551 | 8585054429622 | LED2 E1470551 EIKO ON L, W 18W 3000K/3500K/4000K | 701.8 | 580 | 4 | WHITE | 9003 | PC | OPAL | 220-240V/50-60Hz | 150 mA | ON/OFF | N/A | 80+ | < 3 | L80 B20 30.000h | 1170lm | 65lm/W | 110lm/W | N/A | G | N/A | 120° | IP 54 | d225 mm | N/A | 30 mm | d225x30 mm | N/A | N/A | 230x230x40 mm | 3 | 20 | 18585054429629 | N/A | 0.002116 | 0.35 | 0.45
BUTTON II, W | BUTTON II |  |  | 6-12W | 3000K/4000K | 1010151 | 8585054409457 | LED2 1010151 BUTTON II, W 6-12W 3000K/4000K | 2631.75 | 2175 | 4 | WHITE | 9016 | ALUMINIUM/PMMA | OPAL | 220-240V/50-60Hz | 180-320 mA | ON/OFF | N/A | 90+ | < 3 | L80B20 50.000h | 600-1200lm | 100lm/W | 110lm/W | N/A | F | N/A | 160° | IP 20 | d150 mm | N/A | 72 mm | d150x72 mm | N/A | N/A | 215x165x75 mm | 2 | 10 | 18585054409454 | N/A | 0.002661 | 0.7 | 0.78
BUTTON II, W | BUTTON II |  |  | 12W | 3000K/4000K | 1010151D | 8585054409464 | LED2 1010151D BUTTON II, W DALI/PUSH DIM 12W 3000K/4000K | 4035.35 | 3335 | 4 | WHITE | 9016 | ALUMINIUM/PMMA | OPAL | 220-240V/50-60Hz | 350 mA | DALI/PUSH | N/A | 90+ | < 3 | L80B20 50.000h | 1200lm | 100lm/W | 110lm/W | N/A | F | N/A | 160° | IP 20 | d150 mm | N/A | 72 mm | d150x72 mm | N/A | N/A | 215x165x75 mm | 2 | 1 | N/A | N/A | 0.002661 | 0.7 | 0.78
BUTTON II, W | BUTTON II |  |  | 12W | 3000K/4000K | 1010151DT | 8585054410149 | LED2 1010151DT BUTTON II, W TRIAC DIM 12W 3000K/4000K | 3509 | 2900 | 4 | WHITE | 9016 | ALUMINIUM/PMMA | OPAL | 220-240V/50-60Hz | 350 mA | TRIAC | N/A | 90+ | < 3 | L80B20 50.000h | 1200lm | 100lm/W | 110lm/W | N/A | F | N/A | 160° | IP 20 | d150 mm | N/A | 72 mm | d150x72 mm | N/A | N/A | 215x165x75 mm | 2 | 1 | N/A | N/A | 0.002661 | 0.7 | 0.78
BUTTON II, B | BUTTON II |  |  | 6-12W | 3000K/4000K | 1010153 | 8585054409495 | LED2 1010153 BUTTON II, B 6-12W 3000K/4000K | 2631.75 | 2175 | 4 | BLACK | 9005 | ALUMINIUM/PMMA | OPAL | 220-240V/50-60Hz | 180-320 mA | ON/OFF | N/A | 90+ | < 3 | L80B20 50.000h | 600-1200lm | 100lm/W | 110lm/W | N/A | F | N/A | 160° | IP 20 | d150 mm | N/A | 72 mm | d150x72 mm | N/A | N/A | 215x165x75 mm | 2 | 10 | 18585054409492 | N/A | 0.002661 | 0.7 | 0.78
BUTTON II, B | BUTTON II |  |  | 12W | 3000K/4000K | 1010153D | 8585054409501 | LED2 1010153D BUTTON II, B DALI/PUSH DIM 12W 3000K/4000K | 4035.35 | 3335 | 4 | BLACK | 9005 | ALUMINIUM/PMMA | OPAL | 220-240V/50-60Hz | 350 mA | DALI/PUSH | N/A | 90+ | < 3 | L80B20 50.000h | 1200lm | 100lm/W | 110lm/W | N/A | F | N/A | 160° | IP 20 | d150 mm | N/A | 72 mm | d150x72 mm | N/A | N/A | 215x165x75 mm | 2 | 1 | N/A | N/A | 0.002661 | 0.7 | 0.78
BUTTON II, B | BUTTON II |  |  | 12W | 3000K/4000K | 1010153DT | 8585054410170 | LED2 1010153DT BUTTON II, B TRIAC DIM 12W 3000K/4000K | 3509 | 2900 | 4 | BLACK | 9005 | ALUMINIUM/PMMA | OPAL | 220-240V/50-60Hz | 350 mA | TRIAC | N/A | 90+ | < 3 | L80B20 50.000h | 1200lm | 100lm/W | 110lm/W | N/A | F | N/A | 160° | IP 20 | d150 mm | N/A | 72 mm | d150x72 mm | N/A | N/A | 215x165x75 mm | 2 | 1 | N/A | N/A | 0.002661 | 0.7 | 0.78
YPSO 30, W | YPSO |  |  | 10-22W | 3000K/4000K | 1460151 | 8585054425945 | LED2 1460151 YPSO 30, W 10-22W 3000K/4000K | 1228.15 | 1015 | 4 | WHITE | 9003 | PC/PMMA | OPAL | 220-240V/50-60Hz | 560 mA | ON/OFF | N/A | 90+ | < 3 | L70B50 50.000h | 1000-2200lm | 100lm/W | 145lm/W | N/A | F | N/A | 120° | IP 54 | d290 mm | N/A | 58 mm | d290x58 mm | N/A | N/A | 300x300x65 mm | 2 | 8 | 18585054425942 | N/A | 0.00585 | 0.5 | 0.6
YPSO 30, W | YPSO |  |  | 10-22W | 3000K/4000K | 1460151D | 8585054426836 | LED2 1460151D YPSO 30, W DALI/PUSH DIM 10-22W 3000K/4000K | 2631.75 | 2175 | 4 | WHITE | 9003 | PC/PMMA | OPAL | 220-240V/50-60Hz | 560 mA | DALI/PUSH | N/A | 90+ | < 3 | L70B50 50.000h | 1000-2200lm | 100lm/W | 145lm/W | N/A | F | N/A | 120° | IP 54 | d290 mm | N/A | 58 mm | d290x58 mm | N/A | N/A | 300x300x65 mm | 2 | N/A | N/A | N/A | 0.00585 | 0.5 | 0.6
YPSO 30 HF SENSOR | YPSO |  |  | N/A | N/A | 6469900 | 8585054425952 | LED2 6469900 YPSO 30 HF SENSOR | 701.8 | 580 | 4 | WHITE | 9003 | N/A | N/A | 220-240V/50-60Hz | N/A | N/A | N/A | N/A | N/A | N/A | N/A | N/A | N/A | N/A | N/A | N/A | N/A | N/A | 28 mm | 60 mm | 15 mm | 28x60x15 mm | N/A | N/A | 28x60x15 mm | 2 | 10 | 18585054425959 | N/A | 2.5e-05 | 0.02 | 0.02
YPSO 30 RING SLIM | YPSO |  |  | N/A | N/A | 6469801 | 8585054425969 | LED2 6469801 YPSO 30 RING SLIM, W | 421.08 | 348 |  | WHITE | 9016 | STEEL | N/A | N/A | N/A | N/A | N/A | N/A | N/A | N/A | N/A | N/A | N/A | N/A | N/A | N/A | N/A | N/A | d292 mm | N/A | 35 mm | d292x35 mm | N/A | N/A | 292x292x35 mm | N/A | 12 | 18585054425966 | N/A | 0.002984 | 0.35 | 0.35
YPSO 30 RING SLIM | YPSO |  |  | N/A | N/A | 6469803 | 8585054425976 | LED2 6469803 YPSO 30 RING SLIM, B | 421.08 | 348 |  | BLACK | 9005 | STEEL | N/A | N/A | N/A | N/A | N/A | N/A | N/A | N/A | N/A | N/A | N/A | N/A | N/A | N/A | N/A | N/A | d292 mm | N/A | 35 mm | d292x35 mm | N/A | N/A | 292x292x35 mm | N/A | 12 | 18585054425973 | N/A | 0.002984 | 0.35 | 0.35
YPSO 30 RING | YPSO |  |  | N/A | N/A | 6469701 | 8585054425983 | LED2 6469701 YPSO 30 RING, W | 526.35 | 435 |  | WHITE | 9016 | STEEL | N/A | N/A | N/A | N/A | N/A | N/A | N/A | N/A | N/A | N/A | N/A | N/A | N/A | N/A | N/A | N/A | d292 mm | N/A | 70 mm | d292x70 mm | N/A | N/A | 292x292x70 mm | N/A | 8 | 18585054425980 | N/A | 0.005968 | 0.5 | 0.5
YPSO 30 RING | YPSO |  |  | N/A | N/A | 6469703 | 8585054425990 | LED2 6469703 YPSO 30 RING, B | 526.35 | 435 |  | BLACK | 9005 | STEEL | N/A | N/A | N/A | N/A | N/A | N/A | N/A | N/A | N/A | N/A | N/A | N/A | N/A | N/A | N/A | N/A | d292 mm | N/A | 70 mm | d292x70 mm | N/A | N/A | 292x292x70 mm | N/A | 8 | 18585054425997 | N/A | 0.005968 | 0.5 | 0.5
CUBE, W | CUBE |  |  | 12W | 3000K | 5111131 | 8585054400379 | LED2 5111131 CUBE, W 12W 3000K | 3438.82 | 2842 | 4 | WHITE | 9003 | ALUMINIUM/PMMA | FROSTED | 220-240V/50-60Hz | 320 mA | ON/OFF | N/A | 90+ | < 3 | L80B20 50.000h | 500lm | 42lm/W | 151lm/W | N/A | G | N/A | 100° | IP 54 | 100 mm | 100 mm | 100 mm | 100x100x100 mm | N/A | N/A | 160x150x120 mm | 1 | 12 | 18585054400376 | N/A | 0.00288 | 1.1 | 1.32
CUBE, A | CUBE |  |  | 12W | 3000K | 5111134 | 8585054400386 | LED2 5111134 CUBE, A 12W 3000K | 3438.82 | 2842 | 4 | ANTRACITE | 7016 | ALUMINIUM/PMMA | FROSTED | 220-240V/50-60Hz | 320 mA | ON/OFF | N/A | 90+ | < 3 | L80B20 50.000h | 500lm | 42lm/W | 151lm/W | N/A | G | N/A | 100° | IP 54 | 100 mm | 100 mm | 100 mm | 100x100x100 mm | N/A | N/A | 160x150x120 mm | 1 | 12 | 18585054400383 | N/A | 0.00288 | 1.1 | 1.32
ROUND II 40 | ROUND II |  |  | 30W | 3000K/3500K/4000K | 1230651 | 8585054400416 | LED2 1230651 ROUND II 40 30W 3000K/3500K/4000K | 3473.91 | 2871 | 4 | WHITE | 9016 | PC/PC | OPAL | 220-240V/50-60Hz | fixed / not changeable | ON/OFF | N/A | 85+ | < 3 | L80B20 50.000h | 3000lm | 100lm/W |  | N/A | E | N/A | 120° | IP 54 | d400 mm | N/A | 63 mm | d400x63 mm | N/A | N/A | 410x410x75 mm | 2 | 10 | 18585054400413 | N/A | 0.012608 | 1.65 | 1.9
ROUND II 30 HF | ROUND II |  |  | 25W | 3000K/3500K/4000K | 1231351 | 8585054406487 | LED2 1231351 ROUND II 30 HF 25W 3000K/3500K/4000K | 3473.91 | 2871 | 4 | WHITE | 9016 | PC/PC | OPAL | 220-240V/50-60Hz | fixed / not changeable | ON/OFF | N/A | 85+ | < 3 | L80B20 50.000h | 2500lm | 100lm/W |  | N/A | E | N/A | 120° | IP 54 | d300 mm | N/A | 58 mm | d300x58 mm | N/A | N/A | 310x310x70 mm | 2 | 10 | 18585054406484 | N/A | 0.006727 | 0.96 | 1.14
REMOTE CONTROLLER S5 /ROUND II 30 HF/ | ROUND II |  |  | N/A | N/A | 6231400 | 8585054406494 | LED2 6231400 REMOTE CONTROLLER S5 | 526.35 | 435 | 4 | WHITE | N/A | PC | N/A | 2x 1,5V AAA | N/A | N/A | N/A | N/A | N/A | N/A | N/A | N/A | N/A | N/A | N/A | N/A | N/A | IP 20 | N/A | N/A | N/A | N/A | N/A | N/A | 120x50x20 mm | N/A | N/A | N/A | N/A | 0.00012 | 0.1 | 0.1
SQUARE II 25 | SQUARE II |  |  | 12W | 3000K/3500K/4000K | 1230751 | 8585054400423 | LED2 1230751 SQUARE II 25 12W 3000K/3500K/4000K | 2315.94 | 1914 | 4 | WHITE | 9016 | PC/PC | OPAL | 220-240V/50-60Hz | fixed / not changeable | ON/OFF | N/A | 85+ | < 3 | L80B20 50.000h | 1200lm | 100lm/W | 154lm/W | N/A | E | N/A | 120° | IP 54 | 250 mm | 250 mm | 50 mm | 250x250x50 mm | N/A | N/A | 260x260x60 mm | 2 | 20 | 18585054400420 | N/A | 0.004056 | 0.8 | 0.9
SQUARE II 30 | SQUARE II |  |  | 25W | 3000K/3500K/4000K | 1230851 | 8585054400430 | LED2 1230851 SQUARE II 30 25W 3000K/3500K/4000K | 2701.93 | 2233 | 4 | WHITE | 9016 | PC/PC | OPAL | 220-240V/50-60Hz | fixed / not changeable | ON/OFF | N/A | 85+ | < 3 | L80B20 50.000h | 2500lm | 100lm/W | 154lm/W | N/A | E | N/A | 120° | IP 54 | 300 mm | 300 mm | 58 mm | 300x300x58 mm | N/A | N/A | 310x310x70 mm | 2 | 10 | 18585054400437 | N/A | 0.006727 | 1.12 | 1.26
SQUARE II 40 | SQUARE II |  |  | 30W | 3000K/3500K/4000K | 1230951 | 8585054400447 | LED2 1230951 SQUARE II 40 30W 3000K/3500K/4000K | 4210.8 | 3480 | 4 | WHITE | 9016 | PC/PC | OPAL | 220-240V/50-60Hz | fixed / not changeable | ON/OFF | N/A | 85+ | < 3 | L80B20 50.000h | 3000lm | 100lm/W | 154lm/W | N/A | E | N/A | 120° | IP 54 | 400 mm | 400 mm | 63 mm | 400x400x63 mm | N/A | N/A | 410x410x75 mm | 2 | 10 | 18585054400444 | N/A | 0.012608 | 1.84 | 2.08
ROUND III 22 | ROUND III |  |  | 15W | 3000K/3500K/4000K | 1430151 | 8585054422555 | LED2 1430151 ROUND III 22 15W 3000K/3500K/4000K | 1403.6 | 1160 | 4 | WHITE | 9003 | PC/PC | OPAL | 220-240V/50-60Hz | fixed / not changeable | ON/OFF | N/A | 90+ | < 3 | L80B20 50.000h | 1500lm | 100lm/W |  | N/A | E | N/A | 120° | IP 54 | d220 mm | N/A | 53 mm | d220x53 mm | N/A | N/A | 230x230x60 mm | 2 | 10 | 18585054422552 | N/A | 0.003174 | 0.56 | 0.67
ROUND III 28 | ROUND III |  |  | 23W | 3000K/3500K/4000K | 1430251 | 8585054422562 | LED2 1430251 ROUND III 28 23W 3000K/3500K/4000K | 1754.5 | 1450 | 4 | WHITE | 9003 | PC/PC | OPAL | 220-240V/50-60Hz | fixed / not changeable | ON/OFF | N/A | 90+ | < 3 | L80B20 50.000h | 2300lm | 100lm/W |  | N/A | E | N/A | 120° | IP 54 | d280 mm | N/A | 53 mm | d280x53 mm | N/A | N/A | 290x290x60 mm | 2 | 10 | 18585054422569 | N/A | 0.005046 | 0.82 | 0.97
ROUND III 28 EM | ROUND III |  |  | 23W | 3000K/3500K/4000K | 1430251EM | 8585054422579 | LED2 1430251EM ROUND III 28 23W 3000K/3500K/4000K Emergency 3h | 4175.71 | 3451 | 4 | WHITE | 9003 | PC/PC | OPAL | 220-240V/50-60Hz | fixed / not changeable | ON/OFF | N/A | 90+ | < 3 | L80B20 50.000h | 2300lm | 100lm/W |  | 3h/2W/150lm | E | N/A | 120° | IP 54 | d280 mm | N/A | 58 mm | d280x58 mm | N/A | N/A | 290x290x60 mm | 2 | 5 | 18585054422576 | N/A | 0.005046 | 1 | 1.15
ROUND III 40 | ROUND III |  |  | 38W | 3000K/3500K/4000K | 1430351 | 8585054422586 | LED2 1430351 ROUND III 40 38W 3000K/3500K/4000K | 3473.91 | 2871 | 4 | WHITE | 9003 | PC/PC | OPAL | 220-240V/50-60Hz | fixed / not changeable | ON/OFF | N/A | 90+ | < 3 | L80B20 50.000h | 3800lm | 100lm/W |  | N/A | E | N/A | 120° | IP 54 | d400 mm | N/A | 53 mm | d400x53 mm | N/A | N/A | 410x410x60 mm | 2 | 5 | 18585054422583 | N/A | 0.010086 | 1.5 | 1.7
SQUARE III 22 | SQUARE III | NEW |  | 15W | 3000K/3500K/4000K | 1430451 | 8585054429561 | LED2 1430451 SQUARE III 22 15W 3000K/3500K/4000K | 1579.05 | 1305 | 4 | WHITE | 9003 | PC/PC | OPAL | 220-240V/50-60Hz | fixed / not changeable | ON/OFF | N/A | 90+ | < 3 | L80B20 50.000h | 1500lm | 100lm/W |  | N/A | E | N/A | 120° | IP 54 | 220 mm | 220 mm | 53 mm | 220x220x53 mm | N/A | N/A | 230x230x60 mm | 2 | 10 | 18585054429568 | N/A | 0.003174 | 0.56 | 0.67
SQUARE III 28 | SQUARE III | NEW |  | 23W | 3000K/3500K/4000K | 1430551 | 8585054429578 | LED2 1430551 SQUARE III 28 23W 3000K/3500K/4000K | 1929.95 | 1595 | 4 | WHITE | 9003 | PC/PC | OPAL | 220-240V/50-60Hz | fixed / not changeable | ON/OFF | N/A | 90+ | < 3 | L80B20 50.000h | 2300lm | 100lm/W |  | N/A | E | N/A | 120° | IP 54 | 280 mm | 280 mm | 53 mm | 280x280x53 mm | N/A | N/A | 290x290x60 mm | 2 | 10 | 18585054429575 | N/A | 0.005046 | 0.82 | 0.97
SQUARE III 40 | SQUARE III | NEW |  | 38W | 3000K/3500K/4000K | 1430651 | 8585054429585 | LED2 1430651 SQUARE III 40 38W 3000K/3500K/4000K | 3684.45 | 3045 | 4 | WHITE | 9003 | PC/PC | OPAL | 220-240V/50-60Hz | fixed / not changeable | ON/OFF | N/A | 90+ | < 3 | L80B20 50.000h | 3800lm | 100lm/W |  | N/A | E | N/A | 120° | IP 54 | 400 mm | 400 mm | 53 mm | 400x400x53 mm | N/A | N/A | 410x410x60 mm | 2 | 5 | 18585054429582 | N/A | 0.010086 | 1.5 | 1.7
SLIM-R ON, S | SLIM-R ON |  |  | 10W | 3000K | 1183131 | 8585054400454 | LED2 1183131 SLIM-R ON, S 10W 3000K | 1298.33 | 1073 | 4 | WHITE | 9010 | ALUMINIUM/PMMA | OPAL | 220-240V/50-60Hz | fixed / not changeable | ON/OFF | N/A | 90+ | < 3 | L80 B20 30.000h | 800lm | 80lm/W | 80lm/W | N/A | G | N/A | 160° | IP 20 | d145 mm | N/A | 26 mm | d145x26 mm | N/A | N/A | 160x150x30 mm | 2 | 20 | 18585054400451 | N/A | 0.00072 | 0.35 | 0.4
SLIM-R ON, L | SLIM-R ON |  |  | 20W | 3000K | 1183231 | 8585054400461 | LED2 1183231 SLIM-R ON, L 20W 3000K | 1929.95 | 1595 | 4 | WHITE | 9010 | ALUMINIUM/PMMA | OPAL | 220-240V/50-60Hz | fixed / not changeable | ON/OFF | N/A | 90+ | < 3 | L80 B20 30.000h | 1600lm | 80lm/W | 90lm/W | N/A | G | N/A | 160° | IP 20 | d220 mm | N/A | 30 mm | d220x30 mm | N/A | N/A | 245x240x35 mm | 2 | 20 | 18585054400468 | N/A | 0.002058 | 0.7 | 0.8
SLIM-Q ON, S | SLIM-R ON |  |  | 10W | 3000K | 1183331 | 8585054400478 | LED2 1183331 SLIM-Q ON, S 10W 3000K | 1298.33 | 1073 | 4 | WHITE | 9010 | ALUMINIUM/PMMA | OPAL | 220-240V/50-60Hz | fixed / not changeable | ON/OFF | N/A | 90+ | < 3 | L80 B20 30.000h | 800lm | 80lm/W | 90lm/W | N/A | G | N/A | 160° | IP 20 | 150 mm | 150 mm | 30 mm | 150x150x30 mm | N/A | N/A | 165x150x30 mm | 2 | 20 | 18585054400475 | N/A | 0.000743 | 0.38 | 0.43
SLIM-Q ON, L | SLIM-R ON |  |  | 20W | 3000K | 1183431 | 8585054400485 | LED2 1183431 SLIM-Q ON, L 20W 3000K | 1929.95 | 1595 | 4 | WHITE | 9010 | ALUMINIUM/PMMA | OPAL | 220-240V/50-60Hz | fixed / not changeable | ON/OFF | N/A | 90+ | < 3 | L80 B20 30.000h | 1600lm | 80lm/W | 100lm/w | N/A | G | N/A | 160° | IP 20 | 220 mm | 220 mm | 30 mm | 220x220x30 mm | N/A | N/A | 245x230x35 mm | 2 | 20 | 18585054400482 | N/A | 0.001972 | 0.85 | 0.95
EASY-R ON, M | EASY-R ON |  |  | 12W | 3000K | 2190531 | 8585054400492 | LED2 2190531 EASY-R ON, M 12W 3000K | 596.53 | 493 | 4 | WHITE | 9016 | ABS/PMMA | OPAL | 220-240V/50-60Hz | fixed / not changeable | ON/OFF | N/A | 80+ | < 3 | L80 B20 30.000h | 1080lm | 90lm/W | 125lm/W | N/A | F | N/A | 160° | IP 20 | d170 mm | N/A | 31 mm | d170x31 mm | N/A | N/A | 175x175x40 mm | 2 | 40 | 18585054400499 | N/A | 0.001225 | 0.28 | 0.32
EASY-R ON, L | EASY-R ON |  |  | 18W | 3000K | 2190631 | 8585054400515 | LED2 2190631 EASY-R ON, L 18W 3000K | 877.25 | 725 | 4 | WHITE | 9016 | ABS/PMMA | OPAL | 220-240V/50-60Hz | fixed / not changeable | ON/OFF | N/A | 80+ | < 3 | L80 B20 30.000h | 1620lm | 90lm/W | 125lm/W | N/A | F | N/A | 160° | IP 20 | d225 mm | N/A | 31 mm | d225x31 mm | N/A | N/A | 230x230x40 mm | 2 | 40 | 18585054400512 | N/A | 0.002116 | 0.43 | 0.53
EASY-R ON, M | EASY-R ON |  |  | 12W | 4000K | 2190741 | 8585054400508 | LED2 2190741 EASY-R ON, M 12W 4000K | 596.53 | 493 | 4 | WHITE | 9016 | ABS/PMMA | OPAL | 220-240V/50-60Hz | fixed / not changeable | ON/OFF | N/A | 80+ | < 3 | L80 B20 30.000h | 1200lm | 100lm/W | 125lm/W | N/A | F | N/A | 160° | IP 20 | d170 mm | N/A | 31 mm | d170x31 mm | N/A | N/A | 175x175x40 mm | 2 | 40 | 18585054400505 | N/A | 0.001225 | 0.28 | 0.32
EASY-R ON, L | EASY-R ON |  |  | 18W | 4000K | 2190841 | 8585054400522 | LED2 2190841 EASY-R ON, L 18W 4000K | 877.25 | 725 | 4 | WHITE | 9016 | ABS/PMMA | OPAL | 220-240V/50-60Hz | fixed / not changeable | ON/OFF | N/A | 80+ | < 3 | L80 B20 30.000h | 1800lm | 100lm/W | 125lm/W | N/A | F | N/A | 160° | IP 20 | d225 mm | N/A | 31 mm | d225x31 mm | N/A | N/A | 230x230x40 mm | 2 | 40 | 18585054400529 | N/A | 0.002116 | 0.43 | 0.53
KAPA ON 14, W | KAPA ON |  |  | 12W | 3000K/3500K/4000K | 1235451 | 8585054413089 | LED2 1235451 KAPA ON 14, W 12W 3000K/3500K/4000K | 2526.48 | 2088 | 4 | WHITE | 9016 | ALUMINIUM/PC | OPAL | 220-240V/50-60Hz | 320 mA | ON/OFF | N/A | 80+ | < 3 | L80B20 50.000h | 1350lm | 113lm/W |  | N/A | E | N/A | 90° | IP 20 | d145 mm | N/A | 95 mm | d145x95 mm | N/A | N/A | 160x160x90+175x175x120 mm | 2 | 1 | N/A | N/A | 0.005979 | 0.75 | 0.9
KAPA ON 14, W | KAPA ON |  |  | 12W | 3000K/3500K/4000K | 1235451D | 8585054413096 | LED2 1235451D KAPA ON 14, W DALI/PUSH DIM 12W 3000K/3500K/4000K | 3789.72 | 3132 | 4 | WHITE | 9016 | ALUMINIUM/PC | OPAL | 220-240V/50-60Hz | 320 mA | DALI/PUSH | N/A | 80+ | < 3 | L80B20 50.000h | 1350lm | 113lm/W |  | N/A | E | N/A | 90° | IP 20 | d145 mm | N/A | 95 mm | d145x95 mm | N/A | N/A | 160x160x90+175x175x120 mm | 2 | 1 | N/A | N/A | 0.005979 | 0.75 | 0.9
KAPA ON 14, W | KAPA ON |  |  | 12W | 3000K/3500K/4000K | 1235451DT | 8585054413102 | LED2 1235451DT KAPA ON 14, W TRIAC DIM 12W 3000K/3500K/4000K | 3403.73 | 2813 | 4 | WHITE | 9016 | ALUMINIUM/PC | OPAL | 220-240V/50-60Hz | 320 mA | TRIAC | N/A | 80+ | < 3 | L80B20 50.000h | 1350lm | 113lm/W |  | N/A | E | N/A | 90° | IP 20 | d145 mm | N/A | 95 mm | d145x95 mm | N/A | N/A | 160x160x90+175x175x120 mm | 2 | 1 | N/A | N/A | 0.005979 | 0.75 | 0.9
KAPA ON 14, W | KAPA ON |  |  | 12W | 3000K/3500K/4000K | 1235451CS | 8585054414437 | LED2 1235451CS KAPA ON 14, W 12W CASAMBI 3000K/3500K/4000K | 9263.76 | 7656 | 4 | WHITE | 9016 | ALUMINIUM/PC | OPAL | 220-240V/50-60Hz | 320 mA | CASAMBI | N/A | 80+ | < 3 | L80B20 50.000h | 1350lm | 113lm/W |  | N/A | E | N/A | 90° | IP 20 | d145 mm | N/A | 95 mm | d145x95 mm | N/A | N/A | 160x160x90+175x175x120 mm | 2 | 1 | N/A | N/A | 0.005979 | 0.75 | 0.9
KAPA ON 14, B | KAPA ON |  |  | 12W | 3000K/3500K/4000K | 1235453 | 8585054413119 | LED2 1235453 KAPA ON 14, B 12W 3000K/3500K/4000K | 2526.48 | 2088 | 4 | BLACK | 9005 | ALUMINIUM/PC | OPAL | 220-240V/50-60Hz | 320 mA | ON/OFF | N/A | 80+ | < 3 | L80B20 50.000h | 1350lm | 113lm/W |  | N/A | E | N/A | 90° | IP 20 | d145 mm | N/A | 95 mm | d145x95 mm | N/A | N/A | 160x160x90+175x175x120 mm | 2 | 1 | N/A | N/A | 0.005979 | 0.75 | 0.9
KAPA ON 14, B | KAPA ON |  |  | 12W | 3000K/3500K/4000K | 1235453D | 8585054413126 | LED2 1235453D KAPA ON 14, B DALI/PUSH DIM 12W 3000K/3500K/4000K | 3789.72 | 3132 | 4 | BLACK | 9005 | ALUMINIUM/PC | OPAL | 220-240V/50-60Hz | 320 mA | DALI/PUSH | N/A | 80+ | < 3 | L80B20 50.000h | 1350lm | 113lm/W |  | N/A | E | N/A | 90° | IP 20 | d145 mm | N/A | 95 mm | d145x95 mm | N/A | N/A | 160x160x90+175x175x120 mm | 2 | 1 | N/A | N/A | 0.005979 | 0.75 | 0.9
KAPA ON 14, B | KAPA ON |  |  | 12W | 3000K/3500K/4000K | 1235453DT | 8585054413133 | LED2 1235453DT KAPA ON 14, B TRIAC DIM 12W 3000K/3500K/4000K | 3403.73 | 2813 | 4 | BLACK | 9005 | ALUMINIUM/PC | OPAL | 220-240V/50-60Hz | 320 mA | TRIAC | N/A | 80+ | < 3 | L80B20 50.000h | 1350lm | 113lm/W |  | N/A | E | N/A | 90° | IP 20 | d145 mm | N/A | 95 mm | d145x95 mm | N/A | N/A | 160x160x90+175x175x120 mm | 2 | 1 | N/A | N/A | 0.005979 | 0.75 | 0.9
KAPA ON 14, B | KAPA ON |  |  | 12W | 3000K/3500K/4000K | 1235453CS | 8585054414451 | LED2 1235453CS KAPA ON 14, B 12W CASAMBI 3000K/3500K/4000K | 9263.76 | 7656 | 4 | BLACK | 9005 | ALUMINIUM/PC | OPAL | 220-240V/50-60Hz | 320 mA | CASAMBI | N/A | 80+ | < 3 | L80B20 50.000h | 1350lm | 113lm/W |  | N/A | E | N/A | 90° | IP 20 | d145 mm | N/A | 95 mm | d145x95 mm | N/A | N/A | 160x160x90+175x175x120 mm | 2 | 1 | N/A | N/A | 0.005979 | 0.75 | 0.9
KAPA ON 19, W | KAPA ON |  |  | 25W | 3000K/3500K/4000K | 1235551 | 8585054413140 | LED2 1235551 KAPA ON 19, W 25W 3000K/3500K/4000K | 3158.1 | 2610 | 4 | WHITE | 9016 | ALUMINIUM/PC | OPAL | 220-240V/50-60Hz | 600 mA | ON/OFF | N/A | 80+ | < 3 | L80B20 50.000h | 2825lm | 113lm/W |  | N/A | E | N/A | 90° | IP 20 | d190 mm | N/A | 95 mm | d190x95 mm | N/A | N/A | 220x220x90+220x220x120 mm | 2 | 1 | N/A | N/A | 0.010164 | 1 | 1.25
KAPA ON 19, W | KAPA ON |  |  | 25W | 3000K/3500K/4000K | 1235551D | 8585054413157 | LED2 1235551D KAPA ON 19, W DALI/PUSH DIM 25W 3000K/3500K/4000K | 4631.88 | 3828 | 4 | WHITE | 9016 | ALUMINIUM/PC | OPAL | 220-240V/50-60Hz | 600 mA | DALI/PUSH | N/A | 80+ | < 3 | L80B20 50.000h | 2825lm | 113lm/W |  | N/A | E | N/A | 90° | IP 20 | d190 mm | N/A | 95 mm | d190x95 mm | N/A | N/A | 220x220x90+220x220x120 mm | 2 | 1 | N/A | N/A | 0.010164 | 1 | 1.25
KAPA ON 19, W | KAPA ON |  |  | 25W | 3000K/3500K/4000K | 1235551DT | 8585054413164 | LED2 1235551DT KAPA ON 19, W TRIAC DIM 25W 3000K/3500K/4000K | 4035.35 | 3335 | 4 | WHITE | 9016 | ALUMINIUM/PC | OPAL | 220-240V/50-60Hz | 600 mA | TRIAC | N/A | 80+ | < 3 | L80B20 50.000h | 2825lm | 113lm/W |  | N/A | E | N/A | 90° | IP 20 | d190 mm | N/A | 95 mm | d190x95 mm | N/A | N/A | 220x220x90+220x220x120 mm | 2 | 1 | N/A | N/A | 0.010164 | 1 | 1.25
KAPA ON 19, W | KAPA ON |  |  | 25W | 3000K/3500K/4000K | 1235551CS | 8585054414475 | LED2 1235551CS KAPA ON 19, W 25W CASAMBI 3000K/3500K/4000K | 10105.92 | 8352 | 4 | WHITE | 9016 | ALUMINIUM/PC | OPAL | 220-240V/50-60Hz | 600 mA | CASAMBI | N/A | 80+ | < 3 | L80B20 50.000h | 2825lm | 113lm/W |  | N/A | E | N/A | 90° | IP 20 | d190 mm | N/A | 95 mm | d190x95 mm | N/A | N/A | 220x220x90+220x220x120 mm | 2 | 1 | N/A | N/A | 0.010164 | 1 | 1.25
KAPA ON 19, B | KAPA ON |  |  | 25W | 3000K/3500K/4000K | 1235553 | 8585054413171 | LED2 1235553 KAPA ON 19, B 25W 3000K/3500K/4000K | 3158.1 | 2610 | 4 | BLACK | 9005 | ALUMINIUM/PC | OPAL | 220-240V/50-60Hz | 600 mA | ON/OFF | N/A | 80+ | < 3 | L80B20 50.000h | 2825lm | 113lm/W |  | N/A | E | N/A | 90° | IP 20 | d190 mm | N/A | 95 mm | d190x95 mm | N/A | N/A | 220x220x90+220x220x120 mm | 2 | 1 | N/A | N/A | 0.010164 | 1 | 1.25
KAPA ON 19, B | KAPA ON |  |  | 25W | 3000K/3500K/4000K | 1235553D | 8585054413188 | LED2 1235553D KAPA ON 19, B DALI/PUSH DIM 25W 3000K/3500K/4000K | 4631.88 | 3828 | 4 | BLACK | 9005 | ALUMINIUM/PC | OPAL | 220-240V/50-60Hz | 600 mA | DALI/PUSH | N/A | 80+ | < 3 | L80B20 50.000h | 2825lm | 113lm/W |  | N/A | E | N/A | 90° | IP 20 | d190 mm | N/A | 95 mm | d190x95 mm | N/A | N/A | 220x220x90+220x220x120 mm | 2 | 1 | N/A | N/A | 0.010164 | 1 | 1.25
KAPA ON 19, B | KAPA ON |  |  | 25W | 3000K/3500K/4000K | 1235553DT | 8585054413195 | LED2 1235553DT KAPA ON 19, B TRIAC DIM 25W 3000K/3500K/4000K | 4035.35 | 3335 | 4 | BLACK | 9005 | ALUMINIUM/PC | OPAL | 220-240V/50-60Hz | 600 mA | TRIAC | N/A | 80+ | < 3 | L80B20 50.000h | 2825lm | 113lm/W |  | N/A | E | N/A | 90° | IP 20 | d190 mm | N/A | 95 mm | d190x95 mm | N/A | N/A | 220x220x90+220x220x120 mm | 2 | 1 | N/A | N/A | 0.010164 | 1 | 1.25
KAPA ON 19, B | KAPA ON |  |  | 25W | 3000K/3500K/4000K | 1235553CS | 8585054414499 | LED2 1235553CS KAPA ON 19, B 25W CASAMBI 3000K/3500K/4000K | 10105.92 | 8352 | 4 | BLACK | 9005 | ALUMINIUM/PC | OPAL | 220-240V/50-60Hz | 600 mA | CASAMBI | N/A | 80+ | < 3 | L80B20 50.000h | 2825lm | 113lm/W |  | N/A | E | N/A | 90° | IP 20 | d190 mm | N/A | 95 mm | d190x95 mm | N/A | N/A | 220x220x90+220x220x120 mm | 2 | 1 | N/A | N/A | 0.010164 | 1 | 1.25
RINGO 35 P, W | RINGO |  |  | 34W | 3000K | 1110331D | 8585054400546 | LED2 1110331D RINGO 35 P, W DALI/PUSH DIM 34W 3000K | 8281.24 | 6844 | 4 | WHITE | 9003 | ALUMINIUM/PMMA | OPAL | 220-240V/50-60Hz | 700 mA | DALI/PUSH | N/A | 95+ | < 3 | L80B20 50.000h | 2560lm | 75lm/W |  | N/A | G | N/A | 160° | IP 20 | d350 mm | N/A | 60 + 32 mm | d350x60 + 32 mm | N/A | N/A | 410x410x130 mm | 1 | 4 | 18585054400543 | N/A | 0.021853 | 2.4 | 2.8
RINGO 35 P, W | RINGO |  |  | 34W | 3000K | 1110331DT | 8585054410187 | LED2 1110331DT RINGO 35 P, W TRIAC DIM 34W 3000K | 7719.8 | 6380 | 4 | WHITE | 9003 | ALUMINIUM/PMMA | OPAL | 220-240V/50-60Hz | 700 mA | TRIAC | N/A | 95+ | < 3 | L80B20 50.000h | 2560lm | 75lm/W |  | N/A | G | N/A | 160° | IP 20 | d350 mm | N/A | 60 + 32 mm | d350x60 + 32 mm | N/A | N/A | 410x410x130 mm | 1 | 4 | 18585054410184 | N/A | 0.021853 | 2.4 | 2.8
RINGO 35 P, W | RINGO |  |  | 34W | 3000K | 1110331CS | 8585054414512 | LED2 1110331CS RINGO 35 P, W 34W CASAMBI 3000K | 13755.28 | 11368 | 4 | WHITE | 9003 | ALUMINIUM/PMMA | OPAL | 220-240V/50-60Hz | 700 mA | CASAMBI | N/A | 95+ | < 3 | L80B20 50.000h | 2560lm | 75lm/W |  | N/A | G | N/A | 160° | IP 20 | d350 mm | N/A | 60 + 32 mm | d350x60 + 32 mm | N/A | N/A | 410x410x130 mm | 1 | 1 | N/A | N/A | 0.021853 | 2.4 | 2.8
RINGO 35 P, W | RINGO |  |  | 34W | 3000K | 1110331ZB | 8585054414529 | LED2 1110331ZB RINGO 35 P, W 34W ZIGBEE 3000K | 11263.89 | 9309 | 4 | WHITE | 9003 | ALUMINIUM/PMMA | OPAL | 220-240V/50-60Hz | 700 mA | ZIGBEE | N/A | 95+ | < 3 | L80B20 50.000h | 2560lm | 75lm/W |  | N/A | G | N/A | 160° | IP 20 | d350 mm | N/A | 60 + 32 mm | d350x60 + 32 mm | N/A | N/A | 410x410x130 mm | 1 | 1 | N/A | N/A | 0.021853 | 2.4 | 2.8
RINGO 35 P, B | RINGO |  |  | 34W | 3000K | 1110333D | 8585054400560 | LED2 1110333D RINGO 35 P, B DALI/PUSH DIM 34W 3000K | 8281.24 | 6844 | 4 | BLACK | 9005 | ALUMINIUM/PMMA | OPAL | 220-240V/50-60Hz | 700 mA | DALI/PUSH | N/A | 95+ | < 3 | L80B20 50.000h | 2560lm | 75lm/W |  | N/A | G | N/A | 160° | IP 20 | d350 mm | N/A | 60 + 32 mm | d350x60 + 32 mm | N/A | N/A | 410x410x130 mm | 1 | 4 | 18585054400567 | N/A | 0.021853 | 2.4 | 2.8
RINGO 35 P, B | RINGO |  |  | 34W | 3000K | 1110333DT | 8585054410194 | LED2 1110333DT RINGO 35 P, B TRIAC DIM 34W 3000K | 7719.8 | 6380 | 4 | BLACK | 9005 | ALUMINIUM/PMMA | OPAL | 220-240V/50-60Hz | 700 mA | TRIAC | N/A | 95+ | < 3 | L80B20 50.000h | 2560lm | 75lm/W |  | N/A | G | N/A | 160° | IP 20 | d350 mm | N/A | 60 + 32 mm | d350x60 + 32 mm | N/A | N/A | 410x410x130 mm | 1 | 4 | 18585054410191 | N/A | 0.021853 | 2.4 | 2.8
RINGO 35 P, B | RINGO |  |  | 34W | 3000K | 1110333CS | 8585054414543 | LED2 1110333CS RINGO 35 P, B 34W CASAMBI 3000K | 13755.28 | 11368 | 4 | BLACK | 9005 | ALUMINIUM/PMMA | OPAL | 220-240V/50-60Hz | 700 mA | CASAMBI | N/A | 95+ | < 3 | L80B20 50.000h | 2560lm | 75lm/W |  | N/A | G | N/A | 160° | IP 20 | d350 mm | N/A | 60 + 32 mm | d350x60 + 32 mm | N/A | N/A | 410x410x130 mm | 1 | 1 | N/A | N/A | 0.021853 | 2.4 | 2.8
RINGO 35 P, B | RINGO |  |  | 34W | 3000K | 1110333ZB | 8585054414550 | LED2 1110333ZB RINGO 35 P, B 34W ZIGBEE 3000K | 11263.89 | 9309 | 4 | BLACK | 9005 | ALUMINIUM/PMMA | OPAL | 220-240V/50-60Hz | 700 mA | ZIGBEE | N/A | 95+ | < 3 | L80B20 50.000h | 2560lm | 75lm/W |  | N/A | G | N/A | 160° | IP 20 | d350 mm | N/A | 60 + 32 mm | d350x60 + 32 mm | N/A | N/A | 410x410x130 mm | 1 | 1 | N/A | N/A | 0.021853 | 2.4 | 2.8
RINGO 45 P, W | RINGO |  |  | 42W | 3000K | 1110431D | 8585054400621 | LED2 1110431D RINGO 45 P, W DALI/PUSH DIM 42W 3000K | 12141.14 | 10034 | 4 | WHITE | 9003 | ALUMINIUM/PMMA | OPAL | 220-240V/50-60Hz | 1200 mA | DALI/PUSH | N/A | 95+ | < 3 | L80B20 50.000h | 3340lm | 80lm/W |  | N/A | G | N/A | 160° | IP 20 | d450 mm | N/A | 60 + 32 mm | d450x60 + 32 mm | N/A | N/A | 510x510x130 mm | 1 | 4 | 18585054400628 | N/A | 0.033813 | 3.2 | 4.05
RINGO 45 P, W | RINGO |  |  | 42W | 3000K | 1110431DT | 8585054410224 | LED2 1110431DT RINGO 45 P, W TRIAC DIM 42W 3000K | 10246.28 | 8468 | 4 | WHITE | 9003 | ALUMINIUM/PMMA | OPAL | 220-240V/50-60Hz | 1200 mA | TRIAC | N/A | 95+ | < 3 | L80B20 50.000h | 3340lm | 80lm/W |  | N/A | G | N/A | 160° | IP 20 | d450 mm | N/A | 60 + 32 mm | d450x60 + 32 mm | N/A | N/A | 510x510x130 mm | 1 | 4 | 18585054410221 | N/A | 0.033813 | 3.2 | 4.05
RINGO 45 P, W | RINGO |  |  | 42W | 3000K | 1110431CS | 8585054414574 | LED2 1110431CS RINGO 45 P, W 42W CASAMBI 3000K | 17615.18 | 14558 | 4 | WHITE | 9003 | ALUMINIUM/PMMA | OPAL | 220-240V/50-60Hz | 1200 mA | CASAMBI | N/A | 95+ | < 3 | L80B20 50.000h | 3340lm | 80lm/W |  | N/A | G | N/A | 160° | IP 20 | d450 mm | N/A | 60 + 32 mm | d450x60 + 32 mm | N/A | N/A | 510x510x130 mm | 1 | 1 | N/A | N/A | 0.033813 | 3.2 | 4.05
RINGO 45 P, W | RINGO |  |  | 42W | 3000K | 1110431ZB | 8585054414581 | LED2 1110431ZB RINGO 45 P, W 42W ZIGBEE 3000K | 15123.79 | 12499 | 4 | WHITE | 9003 | ALUMINIUM/PMMA | OPAL | 220-240V/50-60Hz | 1200 mA | ZIGBEE | N/A | 95+ | < 3 | L80B20 50.000h | 3340lm | 80lm/W |  | N/A | G | N/A | 160° | IP 20 | d450 mm | N/A | 60 + 32 mm | d450x60 + 32 mm | N/A | N/A | 510x510x130 mm | 1 | 1 | N/A | N/A | 0.033813 | 3.2 | 4.05
RINGO 45 P, B | RINGO |  |  | 42W | 3000K | 1110433D | 8585054400645 | LED2 1110433D RINGO 45 P, B DALI/PUSH DIM 42W 3000K | 12141.14 | 10034 | 4 | BLACK | 9005 | ALUMINIUM/PMMA | OPAL | 220-240V/50-60Hz | 1200 mA | DALI/PUSH | N/A | 95+ | < 3 | L80B20 50.000h | 3340lm | 80lm/W |  | N/A | G | N/A | 160° | IP 20 | d450 mm | N/A | 60 + 32 mm | d450x60 + 32 mm | N/A | N/A | 510x510x130 mm | 1 | 4 | 18585054400642 | N/A | 0.033813 | 3.2 | 4.05
RINGO 45 P, B | RINGO |  |  | 42W | 3000K | 1110433DT | 8585054410231 | LED2 1110433DT RINGO 45 P, B TRIAC DIM 42W 3000K | 10246.28 | 8468 | 4 | BLACK | 9005 | ALUMINIUM/PMMA | OPAL | 220-240V/50-60Hz | 1200 mA | TRIAC | N/A | 95+ | < 3 | L80B20 50.000h | 3340lm | 80lm/W |  | N/A | G | N/A | 160° | IP 20 | d450 mm | N/A | 60 + 32 mm | d450x60 + 32 mm | N/A | N/A | 510x510x130 mm | 1 | 4 | 18585054410238 | N/A | 0.033813 | 3.2 | 4.05
RINGO 45 P, B | RINGO |  |  | 42W | 3000K | 1110433CS | 8585054414604 | LED2 1110433CS RINGO 45 P, B 42W CASAMBI 3000K | 17615.18 | 14558 | 4 | BLACK | 9005 | ALUMINIUM/PMMA | OPAL | 220-240V/50-60Hz | 1200 mA | CASAMBI | N/A | 95+ | < 3 | L80B20 50.000h | 3340lm | 80lm/W |  | N/A | G | N/A | 160° | IP 20 | d450 mm | N/A | 60 + 32 mm | d450x60 + 32 mm | N/A | N/A | 510x510x130 mm | 1 | 1 | N/A | N/A | 0.033813 | 3.2 | 4.05
RINGO 45 P, B | RINGO |  |  | 42W | 3000K | 1110433ZB | 8585054414611 | LED2 1110433ZB RINGO 45 P, B 42W ZIGBEE 3000K | 15123.79 | 12499 | 4 | BLACK | 9005 | ALUMINIUM/PMMA | OPAL | 220-240V/50-60Hz | 1200 mA | ZIGBEE | N/A | 95+ | < 3 | L80B20 50.000h | 3340lm | 80lm/W |  | N/A | G | N/A | 160° | IP 20 | d450 mm | N/A | 60 + 32 mm | d450x60 + 32 mm | N/A | N/A | 510x510x130 mm | 1 | 1 | N/A | N/A | 0.033813 | 3.2 | 4.05
RINGO 60 P, W | RINGO |  |  | 54W | 3000K | 1110531D | 8585054400706 | LED2 1110531D RINGO 60 P, W DALI/PUSH DIM 54W 3000K | 17369.55 | 14355 | 7.5 | WHITE | 9003 | ALUMINIUM/PMMA | OPAL | 220-240V/50-60Hz | 1200 mA | DALI/PUSH | N/A | 95+ | < 3 | L80B20 50.000h | 4580lm | 85lm/W |  | N/A | G | N/A | 160° | IP 20 | d600 mm | N/A | 60 + 32 mm | d600x60 + 32 mm | N/A | N/A | 670x670x130 mm | 1 | 2 | 18585054400703 | N/A | 0.058357 | 5.7 | 6.5
RINGO 60 P, W | RINGO |  |  | 54W | 3000K | 1110531DT | 8585054410262 | LED2 1110531DT RINGO 60 P, W TRIAC DIM 54W 3000K | 13860.55 | 11455 | 7.5 | WHITE | 9003 | ALUMINIUM/PMMA | OPAL | 220-240V/50-60Hz | 1200 mA | TRIAC | N/A | 95+ | < 3 | L80B20 50.000h | 4580lm | 85lm/W |  | N/A | G | N/A | 160° | IP 20 | d600 mm | N/A | 60 + 32 mm | d600x60 + 32 mm | N/A | N/A | 670x670x130 mm | 1 | 2 | 18585054410269 | N/A | 0.058357 | 5.7 | 6.5
RINGO 60 P, W | RINGO |  |  | 54W | 3000K | 1110531CS | 8585054414635 | LED2 1110531CS RINGO 60 P, W 54W CASAMBI 3000K | 22843.59 | 18879 | 7.5 | WHITE | 9003 | ALUMINIUM/PMMA | OPAL | 220-240V/50-60Hz | 1200 mA | CASAMBI | N/A | 95+ | < 3 | L80B20 50.000h | 4580lm | 85lm/W |  | N/A | G | N/A | 160° | IP 20 | d600 mm | N/A | 60 + 32 mm | d600x60 + 32 mm | N/A | N/A | 670x670x130 mm | 1 | 1 | N/A | N/A | 0.058357 | 5.7 | 6.5
RINGO 60 P, W | RINGO |  |  | 54W | 3000K | 1110531ZB | 8585054414642 | LED2 1110531ZB RINGO 60 P, W 54W ZIGBEE 3000K | 20352.2 | 16820 | 7.5 | WHITE | 9003 | ALUMINIUM/PMMA | OPAL | 220-240V/50-60Hz | 1200 mA | ZIGBEE | N/A | 95+ | < 3 | L80B20 50.000h | 4580lm | 85lm/W |  | N/A | G | N/A | 160° | IP 20 | d600 mm | N/A | 60 + 32 mm | d600x60 + 32 mm | N/A | N/A | 670x670x130 mm | 1 | 1 | N/A | N/A | 0.058357 | 5.7 | 6.5
RINGO 60 P, B | RINGO |  |  | 54W | 3000K | 1110533D | 8585054400720 | LED2 1110533D RINGO 60 P, B DALI/PUSH DIM 54W 3000K | 17369.55 | 14355 | 7.5 | BLACK | 9005 | ALUMINIUM/PMMA | OPAL | 220-240V/50-60Hz | 1200 mA | DALI/PUSH | N/A | 95+ | < 3 | L80B20 50.000h | 4580lm | 85lm/W |  | N/A | G | N/A | 160° | IP 20 | d600 mm | N/A | 60 + 32 mm | d600x60 + 32 mm | N/A | N/A | 670x670x130 mm | 1 | 2 | 18585054400727 | N/A | 0.058357 | 5.7 | 6.5
RINGO 60 P, B | RINGO |  |  | 54W | 3000K | 1110533DT | 8585054410279 | LED2 1110533DT RINGO 60 P, B TRIAC DIM 54W 3000K | 13860.55 | 11455 | 7.5 | BLACK | 9005 | ALUMINIUM/PMMA | OPAL | 220-240V/50-60Hz | 1200 mA | TRIAC | N/A | 95+ | < 3 | L80B20 50.000h | 4580lm | 85lm/W |  | N/A | G | N/A | 160° | IP 20 | d600 mm | N/A | 60 + 32 mm | d600x60 + 32 mm | N/A | N/A | 670x670x130 mm | 1 | 2 | 18585054410276 | N/A | 0.058357 | 5.7 | 6.5
RINGO 60 P, B | RINGO |  |  | 54W | 3000K | 1110533CS | 8585054414666 | LED2 1110533CS RINGO 60 P, B 54W CASAMBI 3000K | 22843.59 | 18879 | 7.5 | BLACK | 9005 | ALUMINIUM/PMMA | OPAL | 220-240V/50-60Hz | 1200 mA | CASAMBI | N/A | 95+ | < 3 | L80B20 50.000h | 4580lm | 85lm/W |  | N/A | G | N/A | 160° | IP 20 | d600 mm | N/A | 60 + 32 mm | d600x60 + 32 mm | N/A | N/A | 670x670x130 mm | 1 | 1 | N/A | N/A | 0.058357 | 5.7 | 6.5
RINGO 60 P, B | RINGO |  |  | 54W | 3000K | 1110533ZB | 8585054414673 | LED2 1110533ZB RINGO 60 P, B 54W ZIGBEE 3000K | 20352.2 | 16820 | 7.5 | BLACK | 9005 | ALUMINIUM/PMMA | OPAL | 220-240V/50-60Hz | 1200 mA | ZIGBEE | N/A | 95+ | < 3 | L80B20 50.000h | 4580lm | 85lm/W |  | N/A | G | N/A | 160° | IP 20 | d600 mm | N/A | 60 + 32 mm | d600x60 + 32 mm | N/A | N/A | 670x670x130 mm | 1 | 1 | N/A | N/A | 0.058357 | 5.7 | 6.5
RINGO 35 P/N, W | RINGO |  |  | 34+6W | 3000K | 1110631D | 8585054400584 | LED2 1110631D RINGO 35 P/N, W DALI/PUSH DIM 34+6W 3000K | 11228.8 | 9280 | 4 | WHITE | 9003 | ALUMINIUM/PMMA | OPAL | 220-240V/50-60Hz | 700 mA | DALI/PUSH | N/A | 95+ | < 3 | L80B20 50.000h | 3100lm | 78lm/W |  | N/A | G | N/A | 160° | IP 20 | d350 mm | N/A | 60 + 32 mm | d350x60 + 32 mm | N/A | N/A | 410x410x130 mm | 1 | 4 | 18585054400581 | N/A | 0.021853 | 2.7 | 3.1
RINGO 35 P/N, W | RINGO |  |  | 34+6W | 3000K | 1110631DT | 8585054410200 | LED2 1110631DT RINGO 35 P/N, W TRIAC DIM 34+6W 3000K | 11053.35 | 9135 | 4 | WHITE | 9003 | ALUMINIUM/PMMA | OPAL | 220-240V/50-60Hz | 700 mA | TRIAC | N/A | 95+ | < 3 | L80B20 50.000h | 3100lm | 78lm/W |  | N/A | G | N/A | 160° | IP 20 | d350 mm | N/A | 60 + 32 mm | d350x60 + 32 mm | N/A | N/A | 410x410x130 mm | 1 | 4 | 18585054410207 | N/A | 0.021853 | 2.7 | 3.1
RINGO 35 P/N, W | RINGO |  |  | 34+6W | 3000K | 1110631CS | 8585054414697 | LED2 1110631CS RINGO 35 P/N, W 34+6W CASAMBI 3000K | 16702.84 | 13804 | 4 | WHITE | 9003 | ALUMINIUM/PMMA | OPAL | 220-240V/50-60Hz | 700 mA | CASAMBI | N/A | 95+ | < 3 | L80B20 50.000h | 3100lm | 78lm/W |  | N/A | G | N/A | 160° | IP 20 | d350 mm | N/A | 60 + 32 mm | d350x60 + 32 mm | N/A | N/A | 410x410x130 mm | 1 | 1 | N/A | N/A | 0.021853 | 2.7 | 3.1
RINGO 35 P/N, W | RINGO |  |  | 34+6W | 3000K | 1110631ZB | 8585054414703 | LED2 1110631ZB RINGO 35 P/N, W 34+6W ZIGBEE 3000K | 14211.45 | 11745 | 4 | WHITE | 9003 | ALUMINIUM/PMMA | OPAL | 220-240V/50-60Hz | 700 mA | ZIGBEE | N/A | 95+ | < 3 | L80B20 50.000h | 3100lm | 78lm/W |  | N/A | G | N/A | 160° | IP 20 | d350 mm | N/A | 60 + 32 mm | d350x60 + 32 mm | N/A | N/A | 410x410x130 mm | 1 | 1 | N/A | N/A | 0.021853 | 2.7 | 3.1
RINGO 35 P/N, B | RINGO |  |  | 34+6W | 3000K | 1110633D | 8585054400607 | LED2 1110633D RINGO 35 P/N, B DALI/PUSH DIM 34+6W 3000K | 11228.8 | 9280 | 4 | BLACK | 9005 | ALUMINIUM/PMMA | OPAL | 220-240V/50-60Hz | 700 mA | DALI/PUSH | N/A | 95+ | < 3 | L80B20 50.000h | 3100lm | 78lm/W |  | N/A | G | N/A | 160° | IP 20 | d350 mm | N/A | 60 + 32 mm | d350x60 + 32 mm | N/A | N/A | 410x410x130 mm | 1 | 4 | 18585054400604 | N/A | 0.021853 | 2.7 | 3.1
RINGO 35 P/N, B | RINGO |  |  | 34+6W | 3000K | 1110633DT | 8585054410217 | LED2 1110633DT RINGO 35 P/N, B TRIAC DIM 34+6W 3000K | 11053.35 | 9135 | 4 | BLACK | 9005 | ALUMINIUM/PMMA | OPAL | 220-240V/50-60Hz | 700 mA | TRIAC | N/A | 95+ | < 3 | L80B20 50.000h | 3100lm | 78lm/W |  | N/A | G | N/A | 160° | IP 20 | d350 mm | N/A | 60 + 32 mm | d350x60 + 32 mm | N/A | N/A | 410x410x130 mm | 1 | 4 | 18585054410214 | N/A | 0.021853 | 2.7 | 3.1
RINGO 35 P/N, B | RINGO |  |  | 34+6W | 3000K | 1110633CS | 8585054414727 | LED2 1110633CS RINGO 35 P/N, B 34+6W CASAMBI 3000K | 16702.84 | 13804 | 4 | BLACK | 9005 | ALUMINIUM/PMMA | OPAL | 220-240V/50-60Hz | 700 mA | CASAMBI | N/A | 95+ | < 3 | L80B20 50.000h | 3100lm | 78lm/W |  | N/A | G | N/A | 160° | IP 20 | d350 mm | N/A | 60 + 32 mm | d350x60 + 32 mm | N/A | N/A | 410x410x130 mm | 1 | 1 | N/A | N/A | 0.021853 | 2.7 | 3.1
RINGO 35 P/N, B | RINGO |  |  | 34+6W | 3000K | 1110633ZB | 8585054414734 | LED2 1110633ZB RINGO 35 P/N, B 34+6W ZIGBEE 3000K | 14211.45 | 11745 | 4 | BLACK | 9005 | ALUMINIUM/PMMA | OPAL | 220-240V/50-60Hz | 700 mA | ZIGBEE | N/A | 95+ | < 3 | L80B20 50.000h | 3100lm | 78lm/W |  | N/A | G | N/A | 160° | IP 20 | d350 mm | N/A | 60 + 32 mm | d350x60 + 32 mm | N/A | N/A | 410x410x130 mm | 1 | 1 | N/A | N/A | 0.021853 | 2.7 | 3.1
RINGO 45 P/N, W | RINGO |  |  | 42+5W | 3000K | 1110731D | 8585054400669 | LED2 1110731D RINGO 45 P/N, W DALI/PUSH DIM 42+5W 3000K | 15439.6 | 12760 | 4 | WHITE | 9003 | ALUMINIUM/PMMA | OPAL | 220-240V/50-60Hz | 1200 mA | DALI/PUSH | N/A | 95+ | < 3 | L80B20 50.000h | 3930lm | 84lm/W |  | N/A | G | N/A | 160° | IP 20 | d450 mm | N/A | 60 + 32 mm | d450x60 + 32 mm | N/A | N/A | 510x510x130 mm | 1 | 4 | 18585054400666 | N/A | 0.033813 | 3.8 | 4.65
RINGO 45 P/N, W | RINGO |  |  | 42+5W | 3000K | 1110731DT | 8585054410248 | LED2 1110731DT RINGO 45 P/N, W TRIAC DIM 42+5W 3000K | 14562.35 | 12035 | 4 | WHITE | 9003 | ALUMINIUM/PMMA | OPAL | 220-240V/50-60Hz | 1200 mA | TRIAC | N/A | 95+ | < 3 | L80B20 50.000h | 3930lm | 84lm/W |  | N/A | G | N/A | 160° | IP 20 | d450 mm | N/A | 60 + 32 mm | d450x60 + 32 mm | N/A | N/A | 510x510x130 mm | 1 | 4 | 18585054410245 | N/A | 0.033813 | 3.8 | 4.65
RINGO 45 P/N, W | RINGO |  |  | 42+5W | 3000K | 1110731CS | 8585054414758 | LED2 1110731CS RINGO 45 P/N, W 42+5W CASAMBI 3000K | 20913.64 | 17284 | 4 | WHITE | 9003 | ALUMINIUM/PMMA | OPAL | 220-240V/50-60Hz | 1200 mA | CASAMBI | N/A | 95+ | < 3 | L80B20 50.000h | 3930lm | 84lm/W |  | N/A | G | N/A | 160° | IP 20 | d450 mm | N/A | 60 + 32 mm | d450x60 + 32 mm | N/A | N/A | 510x510x130 mm | 1 | 1 | N/A | N/A | 0.033813 | 3.8 | 4.65
RINGO 45 P/N, W | RINGO |  |  | 42+5W | 3000K | 1110731ZB | 8585054414765 | LED2 1110731ZB RINGO 45 P/N, W 42+5W ZIGBEE 3000K | 18422.25 | 15225 | 4 | WHITE | 9003 | ALUMINIUM/PMMA | OPAL | 220-240V/50-60Hz | 1200 mA | ZIGBEE | N/A | 95+ | < 3 | L80B20 50.000h | 3930lm | 84lm/W |  | N/A | G | N/A | 160° | IP 20 | d450 mm | N/A | 60 + 32 mm | d450x60 + 32 mm | N/A | N/A | 510x510x130 mm | 1 | 1 | N/A | N/A | 0.033813 | 3.8 | 4.65
RINGO 45 P/N, B | RINGO |  |  | 42+5W | 3000K | 1110733D | 8585054400683 | LED2 1110733D RINGO 45 P/N, B DALI/PUSH DIM 42+5W 3000K | 15439.6 | 12760 | 4 | BLACK | 9005 | ALUMINIUM/PMMA | OPAL | 220-240V/50-60Hz | 1200 mA | DALI/PUSH | N/A | 95+ | < 3 | L80B20 50.000h | 3930lm | 84lm/W |  | N/A | G | N/A | 160° | IP 20 | d450 mm | N/A | 60 + 32 mm | d450x60 + 32 mm | N/A | N/A | 510x510x130 mm | 1 | 4 | 18585054400680 | N/A | 0.033813 | 3.8 | 4.65
RINGO 45 P/N, B | RINGO |  |  | 42+5W | 3000K | 1110733DT | 8585054410255 | LED2 1110733DT RINGO 45 P/N, B TRIAC DIM 42+5W 3000K | 14562.35 | 12035 | 4 | BLACK | 9005 | ALUMINIUM/PMMA | OPAL | 220-240V/50-60Hz | 1200 mA | TRIAC | N/A | 95+ | < 3 | L80B20 50.000h | 3930lm | 84lm/W |  | N/A | G | N/A | 160° | IP 20 | d450 mm | N/A | 60 + 32 mm | d450x60 + 32 mm | N/A | N/A | 510x510x130 mm | 1 | 4 | 18585054410252 | N/A | 0.033813 | 3.8 | 4.65
RINGO 45 P/N, B | RINGO |  |  | 42+5W | 3000K | 1110733CS | 8585054414789 | LED2 1110733CS RINGO 45 P/N, B 42+5W CASAMBI 3000K | 20913.64 | 17284 | 4 | BLACK | 9005 | ALUMINIUM/PMMA | OPAL | 220-240V/50-60Hz | 1200 mA | CASAMBI | N/A | 95+ | < 3 | L80B20 50.000h | 3930lm | 84lm/W |  | N/A | G | N/A | 160° | IP 20 | d450 mm | N/A | 60 + 32 mm | d450x60 + 32 mm | N/A | N/A | 510x510x130 mm | 1 | 1 | N/A | N/A | 0.033813 | 3.8 | 4.65
RINGO 45 P/N, B | RINGO |  |  | 42+5W | 3000K | 1110733ZB | 8585054414796 | LED2 1110733ZB RINGO 45 P/N, B 42+5W ZIGBEE 3000K | 18422.25 | 15225 | 4 | BLACK | 9005 | ALUMINIUM/PMMA | OPAL | 220-240V/50-60Hz | 1200 mA | ZIGBEE | N/A | 95+ | < 3 | L80B20 50.000h | 3930lm | 84lm/W |  | N/A | G | N/A | 160° | IP 20 | d450 mm | N/A | 60 + 32 mm | d450x60 + 32 mm | N/A | N/A | 510x510x130 mm | 1 | 1 | N/A | N/A | 0.033813 | 3.8 | 4.65
RINGO 60 P/N, W | RINGO |  |  | 54+6W | 3000K | 1110831D | 8585054400744 | LED2 1110831D RINGO 60 P/N, W DALI/PUSH DIM 54+6W 3000K | 21755.8 | 17980 | 7.5 | WHITE | 9003 | ALUMINIUM/PMMA | OPAL | 220-240V/50-60Hz | 1200 mA | DALI/PUSH | N/A | 95+ | < 3 | L80B20 50.000h | 4940lm | 82lm/W |  | N/A | G | N/A | 160° | IP 20 | d600 mm | N/A | 60 + 32 mm | d600x60 + 32 mm | N/A | N/A | 670x670x130 mm | 1 | 2 | 18585054400741 | N/A | 0.058357 | 6.1 | 6.9
RINGO 60 P/N, W | RINGO |  |  | 54+6W | 3000K | 1110831DT | 8585054410286 | LED2 1110831DT RINGO 60 P/N, W TRIAC DIM 54+6W 3000K | 19615.31 | 16211 | 7.5 | WHITE | 9003 | ALUMINIUM/PMMA | OPAL | 220-240V/50-60Hz | 1200 mA | TRIAC | N/A | 95+ | < 3 | L80B20 50.000h | 4940lm | 82lm/W |  | N/A | G | N/A | 160° | IP 20 | d600 mm | N/A | 60 + 32 mm | d600x60 + 32 mm | N/A | N/A | 670x670x130 mm | 1 | 2 | 18585054410283 | N/A | 0.058357 | 6.1 | 6.9
RINGO 60 P/N, W | RINGO |  |  | 54+6W | 3000K | 1110831CS | 8585054414819 | LED2 1110831CS RINGO 60 P/N, W 54+6W CASAMBI 3000K | 27229.84 | 22504 | 7.5 | WHITE | 9003 | ALUMINIUM/PMMA | OPAL | 220-240V/50-60Hz | 1200 mA | CASAMBI | N/A | 95+ | < 3 | L80B20 50.000h | 4940lm | 82lm/W |  | N/A | G | N/A | 160° | IP 20 | d600 mm | N/A | 60 + 32 mm | d600x60 + 32 mm | N/A | N/A | 670x670x130 mm | 1 | 1 | N/A | N/A | 0.058357 | 6.1 | 6.9
RINGO 60 P/N, W | RINGO |  |  | 54+6W | 3000K | 1110831ZB | 8585054414826 | LED2 1110831ZB RINGO 60 P/N, W 54+6W ZIGBEE 3000K | 24738.45 | 20445 | 7.5 | WHITE | 9003 | ALUMINIUM/PMMA | OPAL | 220-240V/50-60Hz | 1200 mA | ZIGBEE | N/A | 95+ | < 3 | L80B20 50.000h | 4940lm | 82lm/W |  | N/A | G | N/A | 160° | IP 20 | d600 mm | N/A | 60 + 32 mm | d600x60 + 32 mm | N/A | N/A | 670x670x130 mm | 1 | 1 | N/A | N/A | 0.058357 | 6.1 | 6.9
RINGO 60 P/N, B | RINGO |  |  | 54+6W | 3000K | 1110833D | 8585054400768 | LED2 1110833D RINGO 60 P/N, B DALI/PUSH DIM 54+6W 3000K | 21755.8 | 17980 | 7.5 | BLACK | 9005 | ALUMINIUM/PMMA | OPAL | 220-240V/50-60Hz | 1200 mA | DALI/PUSH | N/A | 95+ | < 3 | L80B20 50.000h | 4940lm | 82lm/W |  | N/A | G | N/A | 160° | IP 20 | d600 mm | N/A | 60 + 32 mm | d600x60 + 32 mm | N/A | N/A | 670x670x130 mm | 1 | 2 | 18585054400765 | N/A | 0.058357 | 6.1 | 6.9
RINGO 60 P/N, B | RINGO |  |  | 54+6W | 3000K | 1110833DT | 8585054410293 | LED2 1110833DT RINGO 60 P/N, B TRIAC DIM 54+6W 3000K | 19615.31 | 16211 | 7.5 | BLACK | 9005 | ALUMINIUM/PMMA | OPAL | 220-240V/50-60Hz | 1200 mA | TRIAC | N/A | 95+ | < 3 | L80B20 50.000h | 4940lm | 82lm/W |  | N/A | G | N/A | 160° | IP 20 | d600 mm | N/A | 60 + 32 mm | d600x60 + 32 mm | N/A | N/A | 670x670x130 mm | 1 | 2 | 18585054410290 | N/A | 0.058357 | 6.1 | 6.9
RINGO 60 P/N, B | RINGO |  |  | 54+6W | 3000K | 1110833CS | 8585054414840 | LED2 1110833CS RINGO 60 P/N, B 54+6W CASAMBI 3000K | 27229.84 | 22504 | 7.5 | BLACK | 9005 | ALUMINIUM/PMMA | OPAL | 220-240V/50-60Hz | 1200 mA | CASAMBI | N/A | 95+ | < 3 | L80B20 50.000h | 4940lm | 82lm/W |  | N/A | G | N/A | 160° | IP 20 | d600 mm | N/A | 60 + 32 mm | d600x60 + 32 mm | N/A | N/A | 670x670x130 mm | 1 | 1 | N/A | N/A | 0.058357 | 6.1 | 6.9
RINGO 60 P/N, B | RINGO |  |  | 54+6W | 3000K | 1110833ZB | 8585054414857 | LED2 1110833ZB RINGO 60 P/N, B 54+6W ZIGBEE 3000K | 24738.45 | 20445 | 7.5 | BLACK | 9005 | ALUMINIUM/PMMA | OPAL | 220-240V/50-60Hz | 1200 mA | ZIGBEE | N/A | 95+ | < 3 | L80B20 50.000h | 4940lm | 82lm/W |  | N/A | G | N/A | 160° | IP 20 | d600 mm | N/A | 60 + 32 mm | d600x60 + 32 mm | N/A | N/A | 670x670x130 mm | 1 | 1 | N/A | N/A | 0.058357 | 6.1 | 6.9
RINGO 80 P/N, W | RINGO |  |  | 70+6W | 3000K | 1111331D | 8585054400775 | LED2 1111331D RINGO 80 P/N, W DALI/PUSH DIM 70+6W 3000K | 31510.82 | 26042 | 7.5 | WHITE | 9003 | ALUMINIUM/PMMA | OPAL | 220-240V/50-60Hz | 2x 1050 mA | DALI/PUSH | N/A | 95+ | < 3 | L80B20 50.000h | 6300lm | 83lm/W |  | N/A | G | N/A | 160° | IP 20 | d800 mm | N/A | 60 + 32 mm | d800x60 + 32 mm | N/A | N/A | 880x880x150 mm | 1 | 1 | N/A | N/A | 0.11616 | 9.5 | 11.4
RINGO 80 P/N, W | RINGO |  |  | 70+6W | 3000K | 1111331DT | 8585054410309 | LED2 1111331DT RINGO 80 P/N, W TRIAC DIM 70+6W 3000K | 33967.12 | 28072 | 7.5 | WHITE | 9003 | ALUMINIUM/PMMA | OPAL | 220-240V/50-60Hz | 2x 1050 mA | TRIAC | N/A | 95+ | < 3 | L80B20 50.000h | 6300lm | 83lm/W |  | N/A | G | N/A | 160° | IP 20 | d800 mm | N/A | 60 + 32 mm | d800x60 + 32 mm | N/A | N/A | 880x880x150 mm | 1 | 1 | N/A | N/A | 0.11616 | 9.5 | 11.4
RINGO 80 P/N, W | RINGO |  |  | 70+6W | 3000K | 1111331CS | 8585054414871 | LED2 1111331CS RINGO 80 P/N, W 70+6W CASAMBI 3000K | 36984.86 | 30566 | 7.5 | WHITE | 9003 | ALUMINIUM/PMMA | OPAL | 220-240V/50-60Hz | 2100 mA | CASAMBI | N/A | 95+ | < 3 | L80B20 50.000h | 6300lm | 83lm/W |  | N/A | G | N/A | 160° | IP 20 | d800 mm | N/A | 60 + 32 mm | d800x60 + 32 mm | N/A | N/A | 880x880x150 mm | 1 | 1 | N/A | N/A | 0.11616 | 9.5 | 11.4
RINGO 80 P/N, W | RINGO |  |  | 70+6W | 3000K | 1111331ZB | 8585054414888 | LED2 1111331ZB RINGO 80 P/N, W 70+6W ZIGBEE 3000K | 34493.47 | 28507 | 7.5 | WHITE | 9003 | ALUMINIUM/PMMA | OPAL | 220-240V/50-60Hz | 2100 mA | ZIGBEE | N/A | 95+ | < 3 | L80B20 50.000h | 6300lm | 83lm/W |  | N/A | G | N/A | 160° | IP 20 | d800 mm | N/A | 60 + 32 mm | d800x60 + 32 mm | N/A | N/A | 880x880x150 mm | 1 | 1 | N/A | N/A | 0.11616 | 9.5 | 11.4
RINGO 80 P/N, B | RINGO |  |  | 70+6W | 3000K | 1111333D | 8585054400782 | LED2 1111333D RINGO 80 P/N, B DALI/PUSH DIM 70+6W 3000K | 31510.82 | 26042 | 7.5 | BLACK | 9005 | ALUMINIUM/PMMA | OPAL | 220-240V/50-60Hz | 2x 1050 mA | DALI/PUSH | N/A | 95+ | < 3 | L80B20 50.000h | 6300lm | 83lm/W |  | N/A | G | N/A | 160° | IP 20 | d800 mm | N/A | 60 + 32 mm | d800x60 + 32 mm | N/A | N/A | 880x880x150 mm | 1 | 1 | N/A | N/A | 0.11616 | 9.5 | 11.4
RINGO 80 P/N, B | RINGO |  |  | 70+6W | 3000K | 1111333DT | 8585054410316 | LED2 1111333DT RINGO 80 P/N, B TRIAC DIM 70+6W 3000K | 33967.12 | 28072 | 7.5 | BLACK | 9005 | ALUMINIUM/PMMA | OPAL | 220-240V/50-60Hz | 2x 1050 mA | TRIAC | N/A | 95+ | < 3 | L80B20 50.000h | 6300lm | 83lm/W |  | N/A | G | N/A | 160° | IP 20 | d800 mm | N/A | 60 + 32 mm | d800x60 + 32 mm | N/A | N/A | 880x880x150 mm | 1 | 1 | N/A | N/A | 0.11616 | 9.5 | 11.4
RINGO 80 P/N, B | RINGO |  |  | 70+6W | 3000K | 1111333CS | 8585054414901 | LED2 1111333CS RINGO 80 P/N, B 70+6W CASAMBI 3000K | 36984.86 | 30566 | 7.5 | BLACK | 9005 | ALUMINIUM/PMMA | OPAL | 220-240V/50-60Hz | 2100 mA | CASAMBI | N/A | 95+ | < 3 | L80B20 50.000h | 6300lm | 83lm/W |  | N/A | G | N/A | 160° | IP 20 | d800 mm | N/A | 60 + 32 mm | d800x60 + 32 mm | N/A | N/A | 880x880x150 mm | 1 | 1 | N/A | N/A | 0.11616 | 9.5 | 11.4
RINGO 80 P/N, B | RINGO |  |  | 70+6W | 3000K | 1111333ZB | 8585054414918 | LED2 1111333ZB RINGO 80 P/N, B 70+6W ZIGBEE 3000K | 34493.47 | 28507 | 7.5 | BLACK | 9005 | ALUMINIUM/PMMA | OPAL | 220-240V/50-60Hz | 2100 mA | ZIGBEE | N/A | 95+ | < 3 | L80B20 50.000h | 6300lm | 83lm/W |  | N/A | G | N/A | 160° | IP 20 | d800 mm | N/A | 60 + 32 mm | d800x60 + 32 mm | N/A | N/A | 880x880x150 mm | 1 | 1 | N/A | N/A | 0.11616 | 9.5 | 11.4
RINGO II 40 P/N, W | RINGO II | NEW |  | 32+8W | 3000K/4000K | 1275551 | 8585054432523 | LED2 1275551 RINGO II 40 P/N, W 32+8W 3000K/4000K | 4912.6 | 4060 | 4 | WHITE | 9003 | ALUMINIUM/PC | OPAL | 220-240V/50-60Hz | 750 + 200 mA | ON/OFF | N/A | 90+ | < 3 | L80B20 50.000h | 3000lm | 75lm/W | 130lm/W | N/A | F | N/A | 160° | IP 20 | d400 mm | N/A | 60 + 30 mm | d400x60 + 30 mm | N/A | N/A | 435x435x125 mm | 2 | 1 | N/A | N/A | 0.023653 | 2.4 | 3.6
RINGO II 40 P/N, W | RINGO II | NEW |  | 32+8W | 3000K/4000K | 1275551D | 8585054432530 | LED2 1275551D RINGO II 40 P/N, W DALI/PUSH DIM 32+8W 3000K/4000K | 7649.62 | 6322 | 4 | WHITE | 9003 | ALUMINIUM/PC | OPAL | 220-240V/50-60Hz | 750 + 200 mA | DALI/PUSH | N/A | 90+ | < 3 | L80B20 50.000h | 3000lm | 75lm/W | 130lm/W | N/A | F | N/A | 160° | IP 20 | d400 mm | N/A | 60 + 30 mm | d400x60 + 30 mm | N/A | N/A | 435x435x125 mm | 2 | 1 | N/A | N/A | 0.023653 | 2.4 | 3.6
RINGO II 40 P/N, W | RINGO II | NEW |  | 32+8W | 3000K/4000K | 1275551DT | 8585054432547 | LED2 1275551DT RINGO II 40 P/N, W TRIAC DIM 32+8W 3000K/4000K | 6632.01 | 5481 | 4 | WHITE | 9003 | ALUMINIUM/PC | OPAL | 220-240V/50-60Hz | 750 + 200 mA | TRIAC | N/A | 90+ | < 3 | L80B20 50.000h | 3000lm | 75lm/W | 130lm/W | N/A | F | N/A | 160° | IP 20 | d400 mm | N/A | 60 + 30 mm | d400x60 + 30 mm | N/A | N/A | 435x435x125 mm | 2 | 1 | N/A | N/A | 0.023653 | 2.4 | 3.6
RINGO II 40 P/N, W | RINGO II | NEW |  | 32+8W | 3000K-4000K | 1275551DTW | 8585054432554 | LED2 1275551DTW RINGO II 40 P/N, W DALI TW DIM 32+8W 3000K-4000K | 7825.07 | 6467 | 4 | WHITE | 9003 | ALUMINIUM/PC | OPAL | 220-240V/50-60Hz | 750 + 200 mA | DALI TW/PUSH TW | N/A | 90+ | < 3 | L80B20 50.000h | 3000lm | 75lm/W | 130lm/W | N/A | F | N/A | 160° | IP 20 | d400 mm | N/A | 60 + 30 mm | d400x60 + 30 mm | N/A | N/A | 435x435x125 mm | 2 | 1 | N/A | N/A | 0.023653 | 2.4 | 3.6
RINGO II 40 P/N, W | RINGO II | NEW |  | 32+8W | 3000K-4000K | 1275551CSTW | 8585054432561 | LED2 1275551CSTW RINGO II 40 P/N, W CASAMBI TW DIM 32+8W 3000K-4000K | 13299.11 | 10991 | 4 | WHITE | 9003 | ALUMINIUM/PC | OPAL | 220-240V/50-60Hz | 750 + 200 mA | CASAMBI TW | N/A | 90+ | < 3 | L80B20 50.000h | 3000lm | 75lm/W | 130lm/W | N/A | F | N/A | 160° | IP 20 | d400 mm | N/A | 60 + 30 mm | d400x60 + 30 mm | N/A | N/A | 435x435x125 mm | 2 | 1 | N/A | N/A | 0.023653 | 2.4 | 3.6
RINGO II 40 P/N, W | RINGO II | NEW |  | 32+8W | 3000K-4000K | 1275551ZBTW | 8585054432578 | LED2 1275551ZBTW RINGO II 40 P/N, W ZIGBEE TW DIM 32+8W 3000K-4000K | 10807.72 | 8932 | 4 | WHITE | 9003 | ALUMINIUM/PC | OPAL | 220-240V/50-60Hz | 750 + 200 mA | ZIGBEE TW | N/A | 90+ | < 3 | L80B20 50.000h | 3000lm | 75lm/W | 130lm/W | N/A | F | N/A | 160° | IP 20 | d400 mm | N/A | 60 + 30 mm | d400x60 + 30 mm | N/A | N/A | 435x435x125 mm | 2 | 1 | N/A | N/A | 0.023653 | 2.4 | 3.6
RINGO II 40 P/N, B | RINGO II | NEW |  | 32+8W | 3000K/4000K | 1275553 | 8585054432585 | LED2 1275553 RINGO II 40 P/N, B 32+8W 3000K/4000K | 4912.6 | 4060 | 4 | BLACK | 9017 | ALUMINIUM/PC | OPAL | 220-240V/50-60Hz | 750 + 200 mA | ON/OFF | N/A | 90+ | < 3 | L80B20 50.000h | 3000lm | 75lm/W | 130lm/W | N/A | F | N/A | 160° | IP 20 | d400 mm | N/A | 60 + 30 mm | d400x60 + 30 mm | N/A | N/A | 435x435x125 mm | 2 | 1 | N/A | N/A | 0.023653 | 2.4 | 3.6
RINGO II 40 P/N, B | RINGO II | NEW |  | 32+8W | 3000K/4000K | 1275553D | 8585054432592 | LED2 1275553D RINGO II 40 P/N, B DALI/PUSH DIM 32+8W 3000K/4000K | 7649.62 | 6322 | 4 | BLACK | 9017 | ALUMINIUM/PC | OPAL | 220-240V/50-60Hz | 750 + 200 mA | DALI/PUSH | N/A | 90+ | < 3 | L80B20 50.000h | 3000lm | 75lm/W | 130lm/W | N/A | F | N/A | 160° | IP 20 | d400 mm | N/A | 60 + 30 mm | d400x60 + 30 mm | N/A | N/A | 435x435x125 mm | 2 | 1 | N/A | N/A | 0.023653 | 2.4 | 3.6
RINGO II 40 P/N, B | RINGO II | NEW |  | 32+8W | 3000K/4000K | 1275553DT | 8585054432608 | LED2 1275553DT RINGO II 40 P/N, B TRIAC DIM 32+8W 3000K/4000K | 6632.01 | 5481 | 4 | BLACK | 9017 | ALUMINIUM/PC | OPAL | 220-240V/50-60Hz | 750 + 200 mA | TRIAC | N/A | 90+ | < 3 | L80B20 50.000h | 3000lm | 75lm/W | 130lm/W | N/A | F | N/A | 160° | IP 20 | d400 mm | N/A | 60 + 30 mm | d400x60 + 30 mm | N/A | N/A | 435x435x125 mm | 2 | 1 | N/A | N/A | 0.023653 | 2.4 | 3.6
RINGO II 40 P/N, B | RINGO II | NEW |  | 32+8W | 3000K-4000K | 1275553DTW | 8585054432615 | LED2 1275553DTW RINGO II 40 P/N, B DALI TW DIM 32+8W 3000K-4000K | 7825.07 | 6467 | 4 | BLACK | 9017 | ALUMINIUM/PC | OPAL | 220-240V/50-60Hz | 750 + 200 mA | DALI TW/PUSH TW | N/A | 90+ | < 3 | L80B20 50.000h | 3000lm | 75lm/W | 130lm/W | N/A | F | N/A | 160° | IP 20 | d400 mm | N/A | 60 + 30 mm | d400x60 + 30 mm | N/A | N/A | 435x435x125 mm | 2 | 1 | N/A | N/A | 0.023653 | 2.4 | 3.6
RINGO II 40 P/N, B | RINGO II | NEW |  | 32+8W | 3000K-4000K | 1275553CSTW | 8585054432622 | LED2 1275553CSTW RINGO II 40 P/N, B CASAMBI TW DIM 32+8W 3000K-4000K | 13299.11 | 10991 | 4 | BLACK | 9017 | ALUMINIUM/PC | OPAL | 220-240V/50-60Hz | 750 + 200 mA | CASAMBI TW | N/A | 90+ | < 3 | L80B20 50.000h | 3000lm | 75lm/W | 130lm/W | N/A | F | N/A | 160° | IP 20 | d400 mm | N/A | 60 + 30 mm | d400x60 + 30 mm | N/A | N/A | 435x435x125 mm | 2 | 1 | N/A | N/A | 0.023653 | 2.4 | 3.6
RINGO II 40 P/N, B | RINGO II | NEW |  | 32+8W | 3000K-4000K | 1275553ZBTW | 8585054432639 | LED2 1275553ZBTW RINGO II 40 P/N, B ZIGBEE TW DIM 32+8W 3000K-4000K | 10807.72 | 8932 | 4 | BLACK | 9017 | ALUMINIUM/PC | OPAL | 220-240V/50-60Hz | 750 + 200 mA | ZIGBEE TW | N/A | 90+ | < 3 | L80B20 50.000h | 3000lm | 75lm/W | 130lm/W | N/A | F | N/A | 160° | IP 20 | d400 mm | N/A | 60 + 30 mm | d400x60 + 30 mm | N/A | N/A | 435x435x125 mm | 2 | 1 | N/A | N/A | 0.023653 | 2.4 | 3.6
RINGO II 60 P/N, W | RINGO II | NEW |  | 55+10W | 3000K/4000K | 1275651D | 8585054432646 | LED2 1275651D RINGO II 60 P/N, W DALI/PUSH DIM 55+10W 3000K/4000K | 13509.65 | 11165 | 7.5 | WHITE | 9003 | ALUMINIUM/PC | OPAL | 220-240V/50-60Hz | 1300 + 250 mA | DALI/PUSH | N/A | 90+ | < 3 | L80B20 50.000h | 4875lm | 75lm/W | 130lm/W | N/A | F | N/A | 160° | IP 20 | d600 mm | N/A | 60 + 30 mm | d600x60 + 30 mm | N/A | N/A | 660x660x125 mm | 2 | 1 | N/A | N/A | 0.05445 | 4.4 | 6.8
RINGO II 60 P/N, W | RINGO II | NEW |  | 55+10W | 3000K/4000K | 1275651DT | 8585054432653 | LED2 1275651DT RINGO II 60 P/N, W TRIAC DIM 55+10W 3000K/4000K | 10351.55 | 8555 | 7.5 | WHITE | 9003 | ALUMINIUM/PC | OPAL | 220-240V/50-60Hz | 1300 + 250 mA | TRIAC | N/A | 90+ | < 3 | L80B20 50.000h | 4875lm | 75lm/W | 130lm/W | N/A | F | N/A | 160° | IP 20 | d600 mm | N/A | 60 + 30 mm | d600x60 + 30 mm | N/A | N/A | 660x660x125 mm | 2 | 1 | N/A | N/A | 0.05445 | 4.4 | 6.8
RINGO II 60 P/N, W | RINGO II | NEW |  | 55+10W | 3000K-4000K | 1275651DTW | 8585054432660 | LED2 1275651DTW RINGO II 60 P/N, W DALI TW DIM 55+10W 3000K-4000K | 13755.28 | 11368 | 7.5 | WHITE | 9003 | ALUMINIUM/PC | OPAL | 220-240V/50-60Hz | 1300 + 250 mA | DALI TW/PUSH TW | N/A | 90+ | < 3 | L80B20 50.000h | 4875lm | 75lm/W | 130lm/W | N/A | F | N/A | 160° | IP 20 | d600 mm | N/A | 60 + 30 mm | d600x60 + 30 mm | N/A | N/A | 660x660x125 mm | 2 | 1 | N/A | N/A | 0.05445 | 4.4 | 6.8
RINGO II 60 P/N, W | RINGO II | NEW |  | 55+10W | 3000K-4000K | 1275651CSTW | 8585054432677 | LED2 1275651CSTW RINGO II 60 P/N, W CASAMBI TW DIM 55+10W 3000K-4000K | 19229.32 | 15892 | 7.5 | WHITE | 9003 | ALUMINIUM/PC | OPAL | 220-240V/50-60Hz | 1300 + 250 mA | CASAMBI TW | N/A | 90+ | < 3 | L80B20 50.000h | 4875lm | 75lm/W | 130lm/W | N/A | F | N/A | 160° | IP 20 | d600 mm | N/A | 60 + 30 mm | d600x60 + 30 mm | N/A | N/A | 660x660x125 mm | 2 | 1 | N/A | N/A | 0.05445 | 4.4 | 6.8
RINGO II 60 P/N, W | RINGO II | NEW |  | 55+10W | 3000K-4000K | 1275651ZBTW | 8585054432684 | LED2 1275651ZBTW RINGO II 60 P/N, W ZIGBEE TW DIM 55+10W 3000K-4000K | 16737.93 | 13833 | 7.5 | WHITE | 9003 | ALUMINIUM/PC | OPAL | 220-240V/50-60Hz | 1300 + 250 mA | ZIGBEE TW | N/A | 90+ | < 3 | L80B20 50.000h | 4875lm | 75lm/W | 130lm/W | N/A | F | N/A | 160° | IP 20 | d600 mm | N/A | 60 + 30 mm | d600x60 + 30 mm | N/A | N/A | 660x660x125 mm | 2 | 1 | N/A | N/A | 0.05445 | 4.4 | 6.8
RINGO II 60 P/N, B | RINGO II | NEW |  | 55+10W | 3000K/4000K | 1275653D | 8585054432691 | LED2 1275653D RINGO II 60 P/N, B DALI/PUSH DIM 55+10W 3000K/4000K | 13509.65 | 11165 | 7.5 | BLACK | 9017 | ALUMINIUM/PC | OPAL | 220-240V/50-60Hz | 1300 + 250 mA | DALI/PUSH | N/A | 90+ | < 3 | L80B20 50.000h | 4875lm | 75lm/W | 130lm/W | N/A | F | N/A | 160° | IP 20 | d600 mm | N/A | 60 + 30 mm | d600x60 + 30 mm | N/A | N/A | 660x660x125 mm | 2 | 1 | N/A | N/A | 0.05445 | 4.4 | 6.8
RINGO II 60 P/N, B | RINGO II | NEW |  | 55+10W | 3000K/4000K | 1275653DT | 8585054432707 | LED2 1275653DT RINGO II 60 P/N, B TRIAC DIM 55+10W 3000K/4000K | 10351.55 | 8555 | 7.5 | BLACK | 9017 | ALUMINIUM/PC | OPAL | 220-240V/50-60Hz | 1300 + 250 mA | TRIAC | N/A | 90+ | < 3 | L80B20 50.000h | 4875lm | 75lm/W | 130lm/W | N/A | F | N/A | 160° | IP 20 | d600 mm | N/A | 60 + 30 mm | d600x60 + 30 mm | N/A | N/A | 660x660x125 mm | 2 | 1 | N/A | N/A | 0.05445 | 4.4 | 6.8
RINGO II 60 P/N, B | RINGO II | NEW |  | 55+10W | 3000K-4000K | 1275653DTW | 8585054432714 | LED2 1275653DTW RINGO II 60 P/N, B DALI TW DIM 55+10W 3000K-4000K | 13755.28 | 11368 | 7.5 | BLACK | 9017 | ALUMINIUM/PC | OPAL | 220-240V/50-60Hz | 1300 + 250 mA | DALI TW/PUSH TW | N/A | 90+ | < 3 | L80B20 50.000h | 4875lm | 75lm/W | 130lm/W | N/A | F | N/A | 160° | IP 20 | d600 mm | N/A | 60 + 30 mm | d600x60 + 30 mm | N/A | N/A | 660x660x125 mm | 2 | 1 | N/A | N/A | 0.05445 | 4.4 | 6.8
RINGO II 60 P/N, B | RINGO II | NEW |  | 55+10W | 3000K-4000K | 1275653CSTW | 8585054432721 | LED2 1275653CSTW RINGO II 60 P/N, B CASAMBI TW DIM 55+10W 3000K-4000K | 19229.32 | 15892 | 7.5 | BLACK | 9017 | ALUMINIUM/PC | OPAL | 220-240V/50-60Hz | 1300 + 250 mA | CASAMBI TW | N/A | 90+ | < 3 | L80B20 50.000h | 4875lm | 75lm/W | 130lm/W | N/A | F | N/A | 160° | IP 20 | d600 mm | N/A | 60 + 30 mm | d600x60 + 30 mm | N/A | N/A | 660x660x125 mm | 2 | 1 | N/A | N/A | 0.05445 | 4.4 | 6.8
RINGO II 60 P/N, B | RINGO II | NEW |  | 55+10W | 3000K-4000K | 1275653ZBTW | 8585054432738 | LED2 1275653ZBTW RINGO II 60 P/N, B ZIGBEE TW DIM 55+10W 3000K-4000K | 16737.93 | 13833 | 7.5 | BLACK | 9017 | ALUMINIUM/PC | OPAL | 220-240V/50-60Hz | 1300 + 250 mA | ZIGBEE TW | N/A | 90+ | < 3 | L80B20 50.000h | 4875lm | 75lm/W | 130lm/W | N/A | F | N/A | 160° | IP 20 | d600 mm | N/A | 60 + 30 mm | d600x60 + 30 mm | N/A | N/A | 660x660x125 mm | 2 | 1 | N/A | N/A | 0.05445 | 4.4 | 6.8
RINGO II 80 P/N, W | RINGO II | NEW |  | 80+12W | 3000K/4000K | 1275751D | 8585054432745 | LED2 1275751D RINGO II 80 P/N, W DALI/PUSH DIM 80+12W 3000K/4000K | 16948.47 | 14007 | 7.5 | WHITE | 9003 | ALUMINIUM/PC | OPAL | 220-240V/50-60Hz | 1900 + 300 mA | DALI/PUSH | N/A | 90+ | < 3 | L80B20 50.000h | 6900lm | 75lm/W | 130lm/W | N/A | F | N/A | 160° | IP 20 | d800 mm | N/A | 60 + 30 mm | d800x60 + 30 mm | N/A | N/A | 860x860x125 mm | 2 | 1 | N/A | N/A | 0.09245 | 8.6 | 11.5
RINGO II 80 P/N, W | RINGO II | NEW |  | 80+12W | 3000K/4000K | 1275751DT | 8585054432752 | LED2 1275751DT RINGO II 80 P/N, W TRIAC DIM 80+12W 3000K/4000K | 13685.1 | 11310 | 7.5 | WHITE | 9003 | ALUMINIUM/PC | OPAL | 220-240V/50-60Hz | 2x 950 + 300 mA | TRIAC | N/A | 90+ | < 3 | L80B20 50.000h | 6900lm | 75lm/W | 130lm/W | N/A | F | N/A | 160° | IP 20 | d800 mm | N/A | 60 + 30 mm | d800x60 + 30 mm | N/A | N/A | 860x860x125 mm | 2 | 1 | N/A | N/A | 0.09245 | 8.6 | 11.5
RINGO II 80 P/N, W | RINGO II | NEW |  | 80+12W | 3000K-4000K | 1275751DTW | 8585054432769 | LED2 1275751DTW RINGO II 80 P/N, W DALI TW DIM 80+12W 3000K-4000K | 17860.81 | 14761 | 7.5 | WHITE | 9003 | ALUMINIUM/PC | OPAL | 220-240V/50-60Hz | 1900 + 300 mA | DALI TW/PUSH TW | N/A | 90+ | < 3 | L80B20 50.000h | 6900lm | 75lm/W | 130lm/W | N/A | F | N/A | 160° | IP 20 | d800 mm | N/A | 60 + 30 mm | d800x60 + 30 mm | N/A | N/A | 860x860x125 mm | 2 | 1 | N/A | N/A | 0.09245 | 8.6 | 11.5
RINGO II 80 P/N, W | RINGO II | NEW |  | 80+12W | 3000K-4000K | 1275751CSTW | 8585054432776 | LED2 1275751CSTW RINGO II 80 P/N, W CASAMBI TW DIM 80+12W 3000K-4000K | 23334.85 | 19285 | 7.5 | WHITE | 9003 | ALUMINIUM/PC | OPAL | 220-240V/50-60Hz | 1900 + 300 mA | CASAMBI TW | N/A | 90+ | < 3 | L80B20 50.000h | 6900lm | 75lm/W | 130lm/W | N/A | F | N/A | 160° | IP 20 | d800 mm | N/A | 60 + 30 mm | d800x60 + 30 mm | N/A | N/A | 860x860x125 mm | 2 | 1 | N/A | N/A | 0.09245 | 8.6 | 11.5
RINGO II 80 P/N, W | RINGO II | NEW |  | 80+12W | 3000K-4000K | 1275751ZBTW | 8585054432783 | LED2 1275751ZBTW RINGO II 80 P/N, W ZIGBEE TW DIM 80+12W 3000K-4000K | 20843.46 | 17226 | 7.5 | WHITE | 9003 | ALUMINIUM/PC | OPAL | 220-240V/50-60Hz | 1900 + 300 mA | ZIGBEE TW | N/A | 90+ | < 3 | L80B20 50.000h | 6900lm | 75lm/W | 130lm/W | N/A | F | N/A | 160° | IP 20 | d800 mm | N/A | 60 + 30 mm | d800x60 + 30 mm | N/A | N/A | 860x860x125 mm | 2 | 1 | N/A | N/A | 0.09245 | 8.6 | 11.5
RINGO II 80 P/N, B | RINGO II | NEW |  | 80+12W | 3000K/4000K | 1275753D | 8585054432790 | LED2 1275753D RINGO II 80 P/N, B DALI/PUSH DIM 80+12W 3000K/4000K | 16948.47 | 14007 | 7.5 | WHITE | 9003 | ALUMINIUM/PC | OPAL | 220-240V/50-60Hz | 1900 + 300 mA | DALI/PUSH | N/A | 90+ | < 3 | L80B20 50.000h | 6900lm | 75lm/W | 130lm/W | N/A | F | N/A | 160° | IP 20 | d800 mm | N/A | 60 + 30 mm | d800x60 + 30 mm | N/A | N/A | 860x860x125 mm | 2 | 1 | N/A | N/A | 0.09245 | 8.6 | 11.5
RINGO II 80 P/N, B | RINGO II | NEW |  | 80+12W | 3000K/4000K | 1275753DT | 8585054432806 | LED2 1275753DT RINGO II 80 P/N, B TRIAC DIM 80+12W 3000K/4000K | 13685.1 | 11310 | 7.5 | WHITE | 9003 | ALUMINIUM/PC | OPAL | 220-240V/50-60Hz | 2x 950 + 300 mA | TRIAC | N/A | 90+ | < 3 | L80B20 50.000h | 6900lm | 75lm/W | 130lm/W | N/A | F | N/A | 160° | IP 20 | d800 mm | N/A | 60 + 30 mm | d800x60 + 30 mm | N/A | N/A | 860x860x125 mm | 2 | 1 | N/A | N/A | 0.09245 | 8.6 | 11.5
RINGO II 80 P/N, B | RINGO II | NEW |  | 80+12W | 3000K-4000K | 1275753DTW | 8585054432813 | LED2 1275753DTW RINGO II 80 P/N, B DALI TW DIM 80+12W 3000K-4000K | 17860.81 | 14761 | 7.5 | WHITE | 9003 | ALUMINIUM/PC | OPAL | 220-240V/50-60Hz | 1900 + 300 mA | DALI TW/PUSH TW | N/A | 90+ | < 3 | L80B20 50.000h | 6900lm | 75lm/W | 130lm/W | N/A | F | N/A | 160° | IP 20 | d800 mm | N/A | 60 + 30 mm | d800x60 + 30 mm | N/A | N/A | 860x860x125 mm | 2 | 1 | N/A | N/A | 0.09245 | 8.6 | 11.5
RINGO II 80 P/N, B | RINGO II | NEW |  | 80+12W | 3000K-4000K | 1275753CSTW | 8585054432820 | LED2 1275753CSTW RINGO II 80 P/N, B CASAMBI TW DIM 80+12W 3000K-4000K | 23334.85 | 19285 | 7.5 | WHITE | 9003 | ALUMINIUM/PC | OPAL | 220-240V/50-60Hz | 1900 + 300 mA | CASAMBI TW | N/A | 90+ | < 3 | L80B20 50.000h | 6900lm | 75lm/W | 130lm/W | N/A | F | N/A | 160° | IP 20 | d800 mm | N/A | 60 + 30 mm | d800x60 + 30 mm | N/A | N/A | 860x860x125 mm | 2 | 1 | N/A | N/A | 0.09245 | 8.6 | 11.5
RINGO II 80 P/N, B | RINGO II | NEW |  | 80+12W | 3000K-4000K | 1275753ZBTW | 8585054432837 | LED2 1275753ZBTW RINGO II 80 P/N, B ZIGBEE TW DIM 80+12W 3000K-4000K | 20843.46 | 17226 | 7.5 | WHITE | 9003 | ALUMINIUM/PC | OPAL | 220-240V/50-60Hz | 1900 + 300 mA | ZIGBEE TW | N/A | 90+ | < 3 | L80B20 50.000h | 6900lm | 75lm/W | 130lm/W | N/A | F | N/A | 160° | IP 20 | d800 mm | N/A | 60 + 30 mm | d800x60 + 30 mm | N/A | N/A | 860x860x125 mm | 2 | 1 | N/A | N/A | 0.09245 | 8.6 | 11.5
ROTO 40, W | ROTO |  |  | 33-40+8W | 2700K/3300K/4000K | 1234051 | 8585054408528 | LED2 1234051 ROTO 40, W 33-40+8 2700K/3300K/4000K | 9649.75 | 7975 | 4 | WHITE | 9016 | ALUMINIUM/PS | PRISMATIC | 220-240V/50-60Hz | 800-900 + 180 mA | ON/OFF | N/A | 90+ | < 3 | L80B20 50.000h | 3150-3800lm | 95lm/W | 154lm/W | N/A | F | N/A | 120° | IP 40 | d400 mm | N/A | 55 + 31 mm | d400x55 + 31 mm | N/A | N/A | 470x460x110 mm | 1 | 6 | 18585054408525 | N/A | 0.023782 | 3.2 | 3.8
ROTO 40, W | ROTO |  |  | 40+8W | 2700K/3300K/4000K | 1234051D | 8585054408535 | LED2 1234051D ROTO 40, W DALI/PUSH DIM 40+8 2700K/3300K/4000K | 12737.67 | 10527 | 4 | WHITE | 9016 | ALUMINIUM/PS | PRISMATIC | 220-240V/50-60Hz | 900 + 180 mA | DALI/PUSH | N/A | 90+ | < 3 | L80B20 50.000h | 3800lm | 95lm/W | 154lm/W | N/A | F | N/A | 120° | IP 40 | d400 mm | N/A | 55 + 31 mm | d400x55 + 31 mm | N/A | N/A | 470x460x110 mm | 1 | 1 | N/A | N/A | 0.023782 | 3.2 | 3.8
ROTO 40, W | ROTO |  |  | 40+8W | 2700K/3300K/4000K | 1234051CS | 8585054414932 | LED2 1234051CS ROTO 40, W 40+8W CASAMBI 2700K/3300K/4000K | 18211.71 | 15051 | 4 | WHITE | 9016 | ALUMINIUM/PS | PRISMATIC | 220-240V/50-60Hz | 900 + 180 mA | CASAMBI | N/A | 90+ | < 3 | L80B20 50.000h | 3800lm | 95lm/W | 154lm/W | N/A | F | N/A | 120° | IP 40 | d400 mm | N/A | 55 + 31 mm | d400x55 + 31 mm | N/A | N/A | 470x460x110 mm | 1 | 1 | N/A | N/A | 0.023782 | 3.2 | 3.8
ROTO 40, B | ROTO |  |  | 33-40+8W | 2700K/3300K/4000K | 1234053 | 8585054408542 | LED2 1234053 ROTO 40, B 33-40+8 2700K/3300K/4000K | 9649.75 | 7975 | 4 | BLACK | 9005 | ALUMINIUM/PS | PRISMATIC | 220-240V/50-60Hz | 800-900 + 180 mA | ON/OFF | N/A | 90+ | < 3 | L80B20 50.000h | 3150-3800lm | 95lm/W | 154lm/W | N/A | F | N/A | 120° | IP 40 | d400 mm | N/A | 55 + 31 mm | d400x55 + 31 mm | N/A | N/A | 470x460x110 mm | 1 | 6 | 18585054408549 | N/A | 0.023782 | 3.2 | 3.8
ROTO 40, B | ROTO |  |  | 40+8W | 2700K/3300K/4000K | 1234053D | 8585054408559 | LED2 1234053D ROTO 40, B DALI/PUSH DIM 40+8 2700K/3300K/4000K | 12737.67 | 10527 | 4 | BLACK | 9005 | ALUMINIUM/PS | PRISMATIC | 220-240V/50-60Hz | 900 + 180 mA | DALI/PUSH | N/A | 90+ | < 3 | L80B20 50.000h | 3800lm | 95lm/W | 154lm/W | N/A | F | N/A | 120° | IP 40 | d400 mm | N/A | 55 + 31 mm | d400x55 + 31 mm | N/A | N/A | 470x460x110 mm | 1 | 1 | N/A | N/A | 0.023782 | 3.2 | 3.8
ROTO 40, B | ROTO |  |  | 40+8W | 2700K/3300K/4000K | 1234053CS | 8585054414956 | LED2 1234053CS ROTO 40, B 40+8W CASAMBI 2700K/3300K/4000K | 18211.71 | 15051 | 4 | BLACK | 9005 | ALUMINIUM/PS | PRISMATIC | 220-240V/50-60Hz | 900 + 180 mA | CASAMBI | N/A | 90+ | < 3 | L80B20 50.000h | 3800lm | 95lm/W | 154lm/W | N/A | F | N/A | 120° | IP 40 | d400 mm | N/A | 55 + 31 mm | d400x55 + 31 mm | N/A | N/A | 470x460x110 mm | 1 | 1 | N/A | N/A | 0.023782 | 3.2 | 3.8
ROTO 60, W | ROTO |  |  | 40-60+8W | 2700K/3300K/4000K | 1234151 | 8585054408566 | LED2 1234151 ROTO 60, W 40-60+8 2700K/3300K/4000K | 15930.86 | 13166 | 7.5 | WHITE | 9016 | ALUMINIUM/PS | PRISMATIC | 220-240V/50-60Hz | 350-550 + 180 mA | ON/OFF | N/A | 90+ | < 3 | L80B20 50.000h | 4250-6300lm | 105lm/W | 154lm/W | N/A | F | N/A | 120° | IP 40 | d600 mm | N/A | 55 + 31 mm | d600x55 + 31 mm | N/A | N/A | 680x680x120 mm | 1 | 2 | 18585054408563 | N/A | 0.055488 | 6.9 | 8
ROTO 60, W | ROTO |  |  | 60+8W | 2700K/3300K/4000K | 1234151D | 8585054408573 | LED2 1234151D ROTO 60, W DALI/PUSH DIM 60+8 2700K/3300K/4000K | 20527.65 | 16965 | 7.5 | WHITE | 9016 | ALUMINIUM/PS | PRISMATIC | 220-240V/50-60Hz | 550 + 180 mA | DALI/PUSH | N/A | 90+ | < 3 | L80B20 50.000h | 6300lm | 105lm/W | 154lm/W | N/A | F | N/A | 120° | IP 40 | d600 mm | N/A | 55 + 31 mm | d600x55 + 31 mm | N/A | N/A | 680x680x120 mm | 1 | 1 | N/A | N/A | 0.055488 | 6.9 | 8
ROTO 60, W | ROTO |  |  | 60+8W | 2700K/3300K/4000K | 1234151CS | 8585054414970 | LED2 1234151CS ROTO 60, W 60+8W CASAMBI 2700K/3300K/4000K | 26001.69 | 21489 | 7.5 | WHITE | 9016 | ALUMINIUM/PS | PRISMATIC | 220-240V/50-60Hz | 550 + 180 mA | CASAMBI | N/A | 90+ | < 3 | L80B20 50.000h | 6300lm | 105lm/W | 154lm/W | N/A | F | N/A | 120° | IP 40 | d600 mm | N/A | 55 + 31 mm | d600x55 + 31 mm | N/A | N/A | 680x680x120 mm | 1 | 1 | N/A | N/A | 0.055488 | 6.9 | 8
ROTO 60, B | ROTO |  |  | 40-60+8W | 2700K/3300K/4000K | 1234153 | 8585054408580 | LED2 1234153 ROTO 60, B 40-60+8 2700K/3300K/4000K | 15930.86 | 13166 | 7.5 | BLACK | 9005 | ALUMINIUM/PS | PRISMATIC | 220-240V/50-60Hz | 350-550 + 180 mA | ON/OFF | N/A | 90+ | < 3 | L80B20 50.000h | 4250-6300lm | 105lm/W | 154lm/W | N/A | F | N/A | 120° | IP 40 | d600 mm | N/A | 55 + 31 mm | d600x55 + 31 mm | N/A | N/A | 680x680x120 mm | 1 | 2 | 18585054408587 | N/A | 0.055488 | 6.9 | 8
ROTO 60, B | ROTO |  |  | 60+8W | 2700K/3300K/4000K | 1234153D | 8585054408597 | LED2 1234153D ROTO 60, B DALI/PUSH DIM 60+8 2700K/3300K/4000K | 20527.65 | 16965 | 7.5 | BLACK | 9005 | ALUMINIUM/PS | PRISMATIC | 220-240V/50-60Hz | 550 + 180 mA | DALI/PUSH | N/A | 90+ | < 3 | L80B20 50.000h | 6300lm | 105lm/W | 154lm/W | N/A | F | N/A | 120° | IP 40 | d600 mm | N/A | 55 + 31 mm | d600x55 + 31 mm | N/A | N/A | 680x680x120 mm | 1 | 1 | N/A | N/A | 0.055488 | 6.9 | 8
ROTO 60, B | ROTO |  |  | 60+8W | 2700K/3300K/4000K | 1234153CS | 8585054414994 | LED2 1234153CS ROTO 60, B 60+8W CASAMBI 2700K/3300K/4000K | 26001.69 | 21489 | 7.5 | BLACK | 9005 | ALUMINIUM/PS | PRISMATIC | 220-240V/50-60Hz | 550 + 180 mA | CASAMBI | N/A | 90+ | < 3 | L80B20 50.000h | 6300lm | 105lm/W | 154lm/W | N/A | F | N/A | 120° | IP 40 | d600 mm | N/A | 55 + 31 mm | d600x55 + 31 mm | N/A | N/A | 680x680x120 mm | 1 | 1 | N/A | N/A | 0.055488 | 6.9 | 8
TORO 40 P/N, W | TORO | NEW |  | 32+8W | 3000K/4000K | 1275851 | 8585054432844 | LED2 1275851 TORO 40 P/N, W 32+8W 3000K/4000K | 5895.12 | 4872 | 4 | WHITE | 9003 | ALUMINIUM/PC | OPAL | 220-240V/50-60Hz | 750 + 200 mA | ON/OFF | N/A | 90+ | < 3 | L80B20 50.000h | 3000lm | 75lm/W | 130lm/W | N/A | F | N/A | 160° | IP 20 | d400 mm | N/A |  | d400 mm | N/A | N/A | 440x440x110 mm | 2 | 1 | N/A | N/A | 0.021296 | 2.5 | 4
TORO 40 P/N, W | TORO | NEW |  | 32+8W | 3000K/4000K | 1275851D | 8585054432851 | LED2 1275851D TORO 40 P/N, W DALI/PUSH DIM 32+8W 3000K/4000K | 8632.14 | 7134 | 4 | WHITE | 9003 | ALUMINIUM/PC | OPAL | 220-240V/50-60Hz | 750 + 200 mA | DALI/PUSH | N/A | 90+ | < 3 | L80B20 50.000h | 3000lm | 75lm/W | 130lm/W | N/A | F | N/A | 160° | IP 20 | d400 mm | N/A |  | d400 mm | N/A | N/A | 440x440x110 mm | 2 | 1 | N/A | N/A | 0.021296 | 2.5 | 4
TORO 40 P/N, W | TORO | NEW |  | 32+8W | 3000K/4000K | 1275851DT | 8585054432868 | LED2 1275851DT TORO 40 P/N, W TRIAC DIM 32+8W 3000K/4000K | 7614.53 | 6293 | 4 | WHITE | 9003 | ALUMINIUM/PC | OPAL | 220-240V/50-60Hz | 750 + 200 mA | TRIAC | N/A | 90+ | < 3 | L80B20 50.000h | 3000lm | 75lm/W | 130lm/W | N/A | F | N/A | 160° | IP 20 | d400 mm | N/A |  | d400 mm | N/A | N/A | 440x440x110 mm | 2 | 1 | N/A | N/A | 0.021296 | 2.5 | 4
TORO 40 P/N, W | TORO | NEW |  | 32+8W | 3000K-4000K | 1275851DTW | 8585054432875 | LED2 1275851DTW TORO 40 P/N, W DALI TW DIM 32+8W 3000K-4000K | 8807.59 | 7279 | 4 | WHITE | 9003 | ALUMINIUM/PC | OPAL | 220-240V/50-60Hz | 750 + 200 mA | DALI TW/PUSH TW | N/A | 90+ | < 3 | L80B20 50.000h | 3000lm | 75lm/W | 130lm/W | N/A | F | N/A | 160° | IP 20 | d400 mm | N/A |  | d400 mm | N/A | N/A | 440x440x110 mm | 2 | 1 | N/A | N/A | 0.021296 | 2.5 | 4
TORO 40 P/N, W | TORO | NEW |  | 32+8W | 3000K-4000K | 1275851CSTW | 8585054432882 | LED2 1275851CSTW TORO 40 P/N, W CASAMBI TW DIM 32+8W 3000K-4000K | 14281.63 | 11803 | 4 | WHITE | 9003 | ALUMINIUM/PC | OPAL | 220-240V/50-60Hz | 750 + 200 mA | CASAMBI TW | N/A | 90+ | < 3 | L80B20 50.000h | 3000lm | 75lm/W | 130lm/W | N/A | F | N/A | 160° | IP 20 | d400 mm | N/A |  | d400 mm | N/A | N/A | 440x440x110 mm | 2 | 1 | N/A | N/A | 0.021296 | 2.5 | 4
TORO 40 P/N, W | TORO | NEW |  | 32+8W | 3000K-4000K | 1275851ZBTW | 8585054432899 | LED2 1275851ZBTW TORO 40 P/N, W ZIGBEE TW DIM 32+8W 3000K-4000K | 11790.24 | 9744 | 4 | WHITE | 9003 | ALUMINIUM/PC | OPAL | 220-240V/50-60Hz | 750 + 200 mA | ZIGBEE TW | N/A | 90+ | < 3 | L80B20 50.000h | 3000lm | 75lm/W | 130lm/W | N/A | F | N/A | 160° | IP 20 | d400 mm | N/A |  | d400 mm | N/A | N/A | 440x440x110 mm | 2 | 1 | N/A | N/A | 0.021296 | 2.5 | 4
TORO 40 P/N, B | TORO | NEW |  | 32+8W | 3000K/4000K | 1275853 | 8585054432905 | LED2 1275853 TORO 40 P/N, B 32+8W 3000K/4000K | 5895.12 | 4872 | 4 | BLACK | 9017 | ALUMINIUM/PC | OPAL | 220-240V/50-60Hz | 750 + 200 mA | ON/OFF | N/A | 90+ | < 3 | L80B20 50.000h | 3000lm | 75lm/W | 130lm/W | N/A | F | N/A | 160° | IP 20 | d400 mm | N/A |  | d400 mm | N/A | N/A | 440x440x110 mm | 2 | 1 | N/A | N/A | 0.021296 | 2.5 | 4
TORO 40 P/N, B | TORO | NEW |  | 32+8W | 3000K/4000K | 1275853D | 8585054432912 | LED2 1275853D TORO 40 P/N, B DALI/PUSH DIM 32+8W 3000K/4000K | 8632.14 | 7134 | 4 | BLACK | 9017 | ALUMINIUM/PC | OPAL | 220-240V/50-60Hz | 750 + 200 mA | DALI/PUSH | N/A | 90+ | < 3 | L80B20 50.000h | 3000lm | 75lm/W | 130lm/W | N/A | F | N/A | 160° | IP 20 | d400 mm | N/A |  | d400 mm | N/A | N/A | 440x440x110 mm | 2 | 1 | N/A | N/A | 0.021296 | 2.5 | 4
TORO 40 P/N, B | TORO | NEW |  | 32+8W | 3000K/4000K | 1275853DT | 8585054432929 | LED2 1275853DT TORO 40 P/N, B TRIAC DIM 32+8W 3000K/4000K | 7614.53 | 6293 | 4 | BLACK | 9017 | ALUMINIUM/PC | OPAL | 220-240V/50-60Hz | 750 + 200 mA | TRIAC | N/A | 90+ | < 3 | L80B20 50.000h | 3000lm | 75lm/W | 130lm/W | N/A | F | N/A | 160° | IP 20 | d400 mm | N/A |  | d400 mm | N/A | N/A | 440x440x110 mm | 2 | 1 | N/A | N/A | 0.021296 | 2.5 | 4
TORO 40 P/N, B | TORO | NEW |  | 32+8W | 3000K-4000K | 1275853DTW | 8585054432936 | LED2 1275853DTW TORO 40 P/N, B DALI TW DIM 32+8W 3000K-4000K | 8807.59 | 7279 | 4 | BLACK | 9017 | ALUMINIUM/PC | OPAL | 220-240V/50-60Hz | 750 + 200 mA | DALI TW/PUSH TW | N/A | 90+ | < 3 | L80B20 50.000h | 3000lm | 75lm/W | 130lm/W | N/A | F | N/A | 160° | IP 20 | d400 mm | N/A |  | d400 mm | N/A | N/A | 440x440x110 mm | 2 | 1 | N/A | N/A | 0.021296 | 2.5 | 4
TORO 40 P/N, B | TORO | NEW |  | 32+8W | 3000K-4000K | 1275853CSTW | 8585054432943 | LED2 1275853CSTW TORO 40 P/N, B CASAMBI TW DIM 32+8W 3000K-4000K | 14281.63 | 11803 | 4 | BLACK | 9017 | ALUMINIUM/PC | OPAL | 220-240V/50-60Hz | 750 + 200 mA | CASAMBI TW | N/A | 90+ | < 3 | L80B20 50.000h | 3000lm | 75lm/W | 130lm/W | N/A | F | N/A | 160° | IP 20 | d400 mm | N/A |  | d400 mm | N/A | N/A | 440x440x110 mm | 2 | 1 | N/A | N/A | 0.021296 | 2.5 | 4
TORO 40 P/N, B | TORO | NEW |  | 32+8W | 3000K-4000K | 1275853ZBTW | 8585054432950 | LED2 1275853ZBTW TORO 40 P/N, B ZIGBEE TW DIM 32+8W 3000K-4000K | 11790.24 | 9744 | 4 | BLACK | 9017 | ALUMINIUM/PC | OPAL | 220-240V/50-60Hz | 750 + 200 mA | ZIGBEE TW | N/A | 90+ | < 3 | L80B20 50.000h | 3000lm | 75lm/W | 130lm/W | N/A | F | N/A | 160° | IP 20 | d400 mm | N/A |  | d400 mm | N/A | N/A | 440x440x110 mm | 2 | 1 | N/A | N/A | 0.021296 | 2.5 | 4
TORO 40 P/N, CF | TORO | NEW |  | 32+8W | 3000K/4000K | 1275858 | 8585054432967 | LED2 1275858 TORO 40 P/N, CF 32+8W 3000K/4000K | 5895.12 | 4872 | 4 | COFFEE | 8025 | ALUMINIUM/PC | OPAL | 220-240V/50-60Hz | 750 + 200 mA | ON/OFF | N/A | 90+ | < 3 | L80B20 50.000h | 3000lm | 75lm/W | 130lm/W | N/A | F | N/A | 160° | IP 20 | d400 mm | N/A |  | d400 mm | N/A | N/A | 440x440x110 mm | 2 | 1 | N/A | N/A | 0.021296 | 2.5 | 4
TORO 40 P/N, CF | TORO | NEW |  | 32+8W | 3000K/4000K | 1275858D | 8585054432974 | LED2 1275858D TORO 40 P/N, CF DALI/PUSH DIM 32+8W 3000K/4000K | 8632.14 | 7134 | 4 | COFFEE | 8025 | ALUMINIUM/PC | OPAL | 220-240V/50-60Hz | 750 + 200 mA | DALI/PUSH | N/A | 90+ | < 3 | L80B20 50.000h | 3000lm | 75lm/W | 130lm/W | N/A | F | N/A | 160° | IP 20 | d400 mm | N/A |  | d400 mm | N/A | N/A | 440x440x110 mm | 2 | 1 | N/A | N/A | 0.021296 | 2.5 | 4
TORO 40 P/N, CF | TORO | NEW |  | 32+8W | 3000K/4000K | 1275858DT | 8585054432981 | LED2 1275858DT TORO 40 P/N, CF TRIAC DIM 32+8W 3000K/4000K | 7614.53 | 6293 | 4 | COFFEE | 8025 | ALUMINIUM/PC | OPAL | 220-240V/50-60Hz | 750 + 200 mA | TRIAC | N/A | 90+ | < 3 | L80B20 50.000h | 3000lm | 75lm/W | 130lm/W | N/A | F | N/A | 160° | IP 20 | d400 mm | N/A |  | d400 mm | N/A | N/A | 440x440x110 mm | 2 | 1 | N/A | N/A | 0.021296 | 2.5 | 4
TORO 40 P/N, CF | TORO | NEW |  | 32+8W | 3000K-4000K | 1275858DTW | 8585054432998 | LED2 1275858DTW TORO 40 P/N, CF DALI TW DIM 32+8W 3000K-4000K | 8807.59 | 7279 | 4 | COFFEE | 8025 | ALUMINIUM/PC | OPAL | 220-240V/50-60Hz | 750 + 200 mA | DALI TW/PUSH TW | N/A | 90+ | < 3 | L80B20 50.000h | 3000lm | 75lm/W | 130lm/W | N/A | F | N/A | 160° | IP 20 | d400 mm | N/A |  | d400 mm | N/A | N/A | 440x440x110 mm | 2 | 1 | N/A | N/A | 0.021296 | 2.5 | 4
TORO 40 P/N, CF | TORO | NEW |  | 32+8W | 3000K-4000K | 1275858CSTW | 8585054433001 | LED2 1275858CSTW TORO 40 P/N, CF CASAMBI TW DIM 32+8W 3000K-4000K | 14281.63 | 11803 | 4 | COFFEE | 8025 | ALUMINIUM/PC | OPAL | 220-240V/50-60Hz | 750 + 200 mA | CASAMBI TW | N/A | 90+ | < 3 | L80B20 50.000h | 3000lm | 75lm/W | 130lm/W | N/A | F | N/A | 160° | IP 20 | d400 mm | N/A |  | d400 mm | N/A | N/A | 440x440x110 mm | 2 | 1 | N/A | N/A | 0.021296 | 2.5 | 4
TORO 40 P/N, CF | TORO | NEW |  | 32+8W | 3000K-4000K | 1275858ZBTW | 8585054433018 | LED2 1275858ZBTW TORO 40 P/N, CF ZIGBEE TW DIM 32+8W 3000K-4000K | 11790.24 | 9744 | 4 | COFFEE | 8025 | ALUMINIUM/PC | OPAL | 220-240V/50-60Hz | 750 + 200 mA | ZIGBEE TW | N/A | 90+ | < 3 | L80B20 50.000h | 3000lm | 75lm/W | 130lm/W | N/A | F | N/A | 160° | IP 20 | d400 mm | N/A |  | d400 mm | N/A | N/A | 440x440x110 mm | 2 | 1 | N/A | N/A | 0.021296 | 2.5 | 4
TORO 60 P/N, W | TORO | NEW |  | 55+10W | 3000K/4000K | 1275951D | 8585054433025 | LED2 1275951D TORO 60 P/N, W DALI/PUSH DIM 55+10W 3000K/4000K | 14036 | 11600 | 7.5 | WHITE | 9003 | ALUMINIUM/PC | OPAL | 220-240V/50-60Hz | 750 + 200 mA | DALI/PUSH | N/A | 90+ | < 3 | L80B20 50.000h | 4875lm | 75lm/W | 130lm/W | N/A | F | N/A | 160° | IP 20 | d600 mm | N/A |  | d600 mm | N/A | N/A | 640x640x110 mm | 2 | 1 | N/A | N/A | 0.045056 | 4.5 | 6.5
TORO 60 P/N, W | TORO | NEW |  | 55+10W | 3000K/4000K | 1275951DT | 8585054433032 | LED2 1275951DT TORO 60 P/N, W TRIAC DIM 55+10W 3000K/4000K | 10877.9 | 8990 | 7.5 | WHITE | 9003 | ALUMINIUM/PC | OPAL | 220-240V/50-60Hz | 1300 + 250 mA | TRIAC | N/A | 90+ | < 3 | L80B20 50.000h | 4875lm | 75lm/W | 130lm/W | N/A | F | N/A | 160° | IP 20 | d600 mm | N/A |  | d600 mm | N/A | N/A | 640x640x110 mm | 2 | 1 | N/A | N/A | 0.045056 | 4.5 | 6.5
TORO 60 P/N, W | TORO | NEW |  | 55+10W | 3000K-4000K | 1275951DTW | 8585054433049 | LED2 1275951DTW TORO 60 P/N, W DALI TW DIM 55+10W 3000K-4000K | 14281.63 | 11803 | 7.5 | WHITE | 9003 | ALUMINIUM/PC | OPAL | 220-240V/50-60Hz | 1300 + 250 mA | DALI TW/PUSH TW | N/A | 90+ | < 3 | L80B20 50.000h | 4875lm | 75lm/W | 130lm/W | N/A | F | N/A | 160° | IP 20 | d600 mm | N/A |  | d600 mm | N/A | N/A | 640x640x110 mm | 2 | 1 | N/A | N/A | 0.045056 | 4.5 | 6.5
TORO 60 P/N, W | TORO | NEW |  | 55+10W | 3000K-4000K | 1275951CSTW | 8585054433056 | LED2 1275951CSTW TORO 60 P/N, W CASAMBI TW DIM 55+10W 3000K-4000K | 19755.67 | 16327 | 7.5 | WHITE | 9003 | ALUMINIUM/PC | OPAL | 220-240V/50-60Hz | 1300 + 250 mA | CASAMBI TW | N/A | 90+ | < 3 | L80B20 50.000h | 4875lm | 75lm/W | 130lm/W | N/A | F | N/A | 160° | IP 20 | d600 mm | N/A |  | d600 mm | N/A | N/A | 640x640x110 mm | 2 | 1 | N/A | N/A | 0.045056 | 4.5 | 6.5
TORO 60 P/N, W | TORO | NEW |  | 55+10W | 3000K-4000K | 1275951ZBTW | 8585054433063 | LED2 1275951ZBTW TORO 60 P/N, W ZIGBEE TW DIM 55+10W 3000K-4000K | 17264.28 | 14268 | 7.5 | WHITE | 9003 | ALUMINIUM/PC | OPAL | 220-240V/50-60Hz | 1300 + 250 mA | ZIGBEE TW | N/A | 90+ | < 3 | L80B20 50.000h | 4875lm | 75lm/W | 130lm/W | N/A | F | N/A | 160° | IP 20 | d600 mm | N/A |  | d600 mm | N/A | N/A | 640x640x110 mm | 2 | 1 | N/A | N/A | 0.045056 | 4.5 | 6.5
TORO 60 P/N, B | TORO | NEW |  | 55+10W | 3000K/4000K | 1275953D | 8585054433070 | LED2 1275953D TORO 60 P/N, B DALI/PUSH DIM 55+10W 3000K/4000K | 14036 | 11600 | 7.5 | BLACK | 9017 | ALUMINIUM/PC | OPAL | 220-240V/50-60Hz | 1300 + 250 mA | DALI/PUSH | N/A | 90+ | < 3 | L80B20 50.000h | 4875lm | 75lm/W | 130lm/W | N/A | F | N/A | 160° | IP 20 | d600 mm | N/A |  | d600 mm | N/A | N/A | 640x640x110 mm | 2 | 1 | N/A | N/A | 0.045056 | 4.5 | 6.5
TORO 60 P/N, B | TORO | NEW |  | 55+10W | 3000K/4000K | 1275953DT | 8585054433087 | LED2 1275953DT TORO 60 P/N, B TRIAC DIM 55+10W 3000K/4000K | 10877.9 | 8990 | 7.5 | BLACK | 9017 | ALUMINIUM/PC | OPAL | 220-240V/50-60Hz | 1300 + 250 mA | TRIAC | N/A | 90+ | < 3 | L80B20 50.000h | 4875lm | 75lm/W | 130lm/W | N/A | F | N/A | 160° | IP 20 | d600 mm | N/A |  | d600 mm | N/A | N/A | 640x640x110 mm | 2 | 1 | N/A | N/A | 0.045056 | 4.5 | 6.5
TORO 60 P/N, B | TORO | NEW |  | 55+10W | 3000K-4000K | 1275953DTW | 8585054433094 | LED2 1275953DTW TORO 60 P/N, B DALI TW DIM 55+10W 3000K-4000K | 14281.63 | 11803 | 7.5 | BLACK | 9017 | ALUMINIUM/PC | OPAL | 220-240V/50-60Hz | 1300 + 250 mA | DALI TW/PUSH TW | N/A | 90+ | < 3 | L80B20 50.000h | 4875lm | 75lm/W | 130lm/W | N/A | F | N/A | 160° | IP 20 | d600 mm | N/A |  | d600 mm | N/A | N/A | 640x640x110 mm | 2 | 1 | N/A | N/A | 0.045056 | 4.5 | 6.5
TORO 60 P/N, B | TORO | NEW |  | 55+10W | 3000K-4000K | 1275953CSTW | 8585054433100 | LED2 1275953CSTW TORO 60 P/N, B CASAMBI TW DIM 55+10W 3000K-4000K | 19755.67 | 16327 | 7.5 | BLACK | 9017 | ALUMINIUM/PC | OPAL | 220-240V/50-60Hz | 1300 + 250 mA | CASAMBI TW | N/A | 90+ | < 3 | L80B20 50.000h | 4875lm | 75lm/W | 130lm/W | N/A | F | N/A | 160° | IP 20 | d600 mm | N/A |  | d600 mm | N/A | N/A | 640x640x110 mm | 2 | 1 | N/A | N/A | 0.045056 | 4.5 | 6.5
TORO 60 P/N, B | TORO | NEW |  | 55+10W | 3000K-4000K | 1275953ZBTW | 8585054433117 | LED2 1275953ZBTW TORO 60 P/N, B ZIGBEE TW DIM 55+10W 3000K-4000K | 17264.28 | 14268 | 7.5 | BLACK | 9017 | ALUMINIUM/PC | OPAL | 220-240V/50-60Hz | 1300 + 250 mA | ZIGBEE TW | N/A | 90+ | < 3 | L80B20 50.000h | 4875lm | 75lm/W | 130lm/W | N/A | F | N/A | 160° | IP 20 | d600 mm | N/A |  | d600 mm | N/A | N/A | 640x640x110 mm | 2 | 1 | N/A | N/A | 0.045056 | 4.5 | 6.5
TORO 60 P/N, CF | TORO | NEW |  | 55+10W | 3000K/4000K | 1275958D | 8585054433124 | LED2 1275958D TORO 60 P/N, CF DALI/PUSH DIM 55+10W 3000K/4000K | 14036 | 11600 | 7.5 | COFFEE | 8025 | ALUMINIUM/PC | OPAL | 220-240V/50-60Hz | 1300 + 250 mA | DALI/PUSH | N/A | 90+ | < 3 | L80B20 50.000h | 4875lm | 75lm/W | 130lm/W | N/A | F | N/A | 160° | IP 20 | d600 mm | N/A |  | d600 mm | N/A | N/A | 640x640x110 mm | 2 | 1 | N/A | N/A | 0.045056 | 4.5 | 6.5
TORO 60 P/N, CF | TORO | NEW |  | 55+10W | 3000K/4000K | 1275958DT | 8585054433131 | LED2 1275958DT TORO 60 P/N, CF TRIAC DIM 55+10W 3000K/4000K | 10877.9 | 8990 | 7.5 | COFFEE | 8025 | ALUMINIUM/PC | OPAL | 220-240V/50-60Hz | 1300 + 250 mA | TRIAC | N/A | 90+ | < 3 | L80B20 50.000h | 4875lm | 75lm/W | 130lm/W | N/A | F | N/A | 160° | IP 20 | d600 mm | N/A |  | d600 mm | N/A | N/A | 640x640x110 mm | 2 | 1 | N/A | N/A | 0.045056 | 4.5 | 6.5
TORO 60 P/N, CF | TORO | NEW |  | 55+10W | 3000K-4000K | 1275958DTW | 8585054433148 | LED2 1275958DTW TORO 60 P/N, CF DALI TW DIM 55+10W 3000K-4000K | 14281.63 | 11803 | 7.5 | COFFEE | 8025 | ALUMINIUM/PC | OPAL | 220-240V/50-60Hz | 1300 + 250 mA | DALI TW/PUSH TW | N/A | 90+ | < 3 | L80B20 50.000h | 4875lm | 75lm/W | 130lm/W | N/A | F | N/A | 160° | IP 20 | d600 mm | N/A |  | d600 mm | N/A | N/A | 640x640x110 mm | 2 | 1 | N/A | N/A | 0.045056 | 4.5 | 6.5
TORO 60 P/N, CF | TORO | NEW |  | 55+10W | 3000K-4000K | 1275958CSTW | 8585054433155 | LED2 1275958CSTW TORO 60 P/N, CF CASAMBI TW DIM 55+10W 3000K-4000K | 19755.67 | 16327 | 7.5 | COFFEE | 8025 | ALUMINIUM/PC | OPAL | 220-240V/50-60Hz | 1300 + 250 mA | CASAMBI TW | N/A | 90+ | < 3 | L80B20 50.000h | 4875lm | 75lm/W | 130lm/W | N/A | F | N/A | 160° | IP 20 | d600 mm | N/A |  | d600 mm | N/A | N/A | 640x640x110 mm | 2 | 1 | N/A | N/A | 0.045056 | 4.5 | 6.5
TORO 60 P/N, CF | TORO | NEW |  | 55+10W | 3000K-4000K | 1275958ZBTW | 8585054433162 | LED2 1275958ZBTW TORO 60 P/N, CF ZIGBEE TW DIM 55+10W 3000K-4000K | 17264.28 | 14268 | 7.5 | COFFEE | 8025 | ALUMINIUM/PC | OPAL | 220-240V/50-60Hz | 1300 + 250 mA | ZIGBEE TW | N/A | 90+ | < 3 | L80B20 50.000h | 4875lm | 75lm/W | 130lm/W | N/A | F | N/A | 160° | IP 20 | d600 mm | N/A |  | d600 mm | N/A | N/A | 640x640x110 mm | 2 | 1 | N/A | N/A | 0.045056 | 4.5 | 6.5
TORO 80 P/N, W | TORO | NEW |  | 80+12W | 3000K/4000K | 1276051D | 8585054433179 | LED2 1276051D TORO 80 P/N, W DALI/PUSH DIM 80+12W 3000K/4000K | 19053.87 | 15747 | 7.5 | WHITE | 9003 | ALUMINIUM/PC | OPAL | 220-240V/50-60Hz | 1900 + 300 mA | DALI/PUSH | N/A | 90+ | < 3 | L80B20 50.000h | 6900lm | 75lm/W | 130lm/W | N/A | F | N/A | 160° | IP 20 | d800 mm | N/A |  | d800 mm | N/A | N/A | 840x840x110 mm | 2 | 1 | N/A | N/A | 0.077616 | 6.2 | 8.3
TORO 80 P/N, W | TORO | NEW |  | 80+12W | 3000K/4000K | 1276051DT | 8585054433186 | LED2 1276051DT TORO 80 P/N, W TRIAC DIM 80+12W 3000K/4000K | 15790.5 | 13050 | 7.5 | WHITE | 9003 | ALUMINIUM/PC | OPAL | 220-240V/50-60Hz | 2x 950 + 300 mA | TRIAC | N/A | 90+ | < 3 | L80B20 50.000h | 6900lm | 75lm/W | 130lm/W | N/A | F | N/A | 160° | IP 20 | d800 mm | N/A |  | d800 mm | N/A | N/A | 840x840x110 mm | 2 | 1 | N/A | N/A | 0.077616 | 6.2 | 8.3
TORO 80 P/N, W | TORO | NEW |  | 80+12W | 3000K-4000K | 1276051DTW | 8585054433209 | LED2 1276051DTW TORO 80 P/N, W DALI TW DIM 80+12W 3000K-4000K | 19966.21 | 16501 | 7.5 | WHITE | 9003 | ALUMINIUM/PC | OPAL | 220-240V/50-60Hz | 1900 + 300 mA | DALI TW/PUSH TW | N/A | 90+ | < 3 | L80B20 50.000h | 6900lm | 75lm/W | 130lm/W | N/A | F | N/A | 160° | IP 20 | d800 mm | N/A |  | d800 mm | N/A | N/A | 840x840x110 mm | 2 | 1 | N/A | N/A | 0.077616 | 6.2 | 8.3
TORO 80 P/N, W | TORO | NEW |  | 80+12W | 3000K-4000K | 1276051CSTW | 8585054433216 | LED2 1276051CSTW TORO 80 P/N, W CASAMBI TW DIM 80+12W 3000K-4000K | 25440.25 | 21025 | 7.5 | WHITE | 9003 | ALUMINIUM/PC | OPAL | 220-240V/50-60Hz | 1900 + 300 mA | CASAMBI TW | N/A | 90+ | < 3 | L80B20 50.000h | 6900lm | 75lm/W | 130lm/W | N/A | F | N/A | 160° | IP 20 | d800 mm | N/A |  | d800 mm | N/A | N/A | 840x840x110 mm | 2 | 1 | N/A | N/A | 0.077616 | 6.2 | 8.3
TORO 80 P/N, W | TORO | NEW |  | 80+12W | 3000K-4000K | 1276051ZBTW | 8585054433223 | LED2 1276051ZBTW TORO 80 P/N, W ZIGBEE TW DIM 80+12W 3000K-4000K | 22948.86 | 18966 | 7.5 | WHITE | 9003 | ALUMINIUM/PC | OPAL | 220-240V/50-60Hz | 1900 + 300 mA | ZIGBEE TW | N/A | 90+ | < 3 | L80B20 50.000h | 6900lm | 75lm/W | 130lm/W | N/A | F | N/A | 160° | IP 20 | d800 mm | N/A |  | d800 mm | N/A | N/A | 840x840x110 mm | 2 | 1 | N/A | N/A | 0.077616 | 6.2 | 8.3
TORO 80 P/N, B | TORO | NEW |  | 80+12W | 3000K/4000K | 1276053D | 8585054433230 | LED2 1276053D TORO 80 P/N, B DALI/PUSH DIM 80+12W 3000K/4000K | 19053.87 | 15747 | 7.5 | BLACK | 9017 | ALUMINIUM/PC | OPAL | 220-240V/50-60Hz | 1900 + 300 mA | DALI/PUSH | N/A | 90+ | < 3 | L80B20 50.000h | 6900lm | 75lm/W | 130lm/W | N/A | F | N/A | 160° | IP 20 | d800 mm | N/A |  | d800 mm | N/A | N/A | 840x840x110 mm | 2 | 1 | N/A | N/A | 0.077616 | 6.2 | 8.3
TORO 80 P/N, B | TORO | NEW |  | 80+12W | 3000K/4000K | 1276053DT | 8585054433247 | LED2 1276053DT TORO 80 P/N, B TRIAC DIM 80+12W 3000K/4000K | 15790.5 | 13050 | 7.5 | BLACK | 9017 | ALUMINIUM/PC | OPAL | 220-240V/50-60Hz | 2x 950 + 300 mA | TRIAC | N/A | 90+ | < 3 | L80B20 50.000h | 6900lm | 75lm/W | 130lm/W | N/A | F | N/A | 160° | IP 20 | d800 mm | N/A |  | d800 mm | N/A | N/A | 840x840x110 mm | 2 | 1 | N/A | N/A | 0.077616 | 6.2 | 8.3
TORO 80 P/N, B | TORO | NEW |  | 80+12W | 3000K-4000K | 1276053DTW | 8585054433254 | LED2 1276053DTW TORO 80 P/N, B DALI TW DIM 80+12W 3000K-4000K | 19966.21 | 16501 | 7.5 | BLACK | 9017 | ALUMINIUM/PC | OPAL | 220-240V/50-60Hz | 1900 + 300 mA | DALI TW/PUSH TW | N/A | 90+ | < 3 | L80B20 50.000h | 6900lm | 75lm/W | 130lm/W | N/A | F | N/A | 160° | IP 20 | d800 mm | N/A |  | d800 mm | N/A | N/A | 840x840x110 mm | 2 | 1 | N/A | N/A | 0.077616 | 6.2 | 8.3
TORO 80 P/N, B | TORO | NEW |  | 80+12W | 3000K-4000K | 1276053CSTW | 8585054433261 | LED2 1276053CSTW TORO 80 P/N, B CASAMBI TW DIM 80+12W 3000K-4000K | 25440.25 | 21025 | 7.5 | BLACK | 9017 | ALUMINIUM/PC | OPAL | 220-240V/50-60Hz | 1900 + 300 mA | CASAMBI TW | N/A | 90+ | < 3 | L80B20 50.000h | 6900lm | 75lm/W | 130lm/W | N/A | F | N/A | 160° | IP 20 | d800 mm | N/A |  | d800 mm | N/A | N/A | 840x840x110 mm | 2 | 1 | N/A | N/A | 0.077616 | 6.2 | 8.3
TORO 80 P/N, B | TORO | NEW |  | 80+12W | 3000K-4000K | 1276053ZBTW | 8585054433278 | LED2 1276053ZBTW TORO 80 P/N, B ZIGBEE TW DIM 80+12W 3000K-4000K | 22948.86 | 18966 | 7.5 | BLACK | 9017 | ALUMINIUM/PC | OPAL | 220-240V/50-60Hz | 1900 + 300 mA | ZIGBEE TW | N/A | 90+ | < 3 | L80B20 50.000h | 6900lm | 75lm/W | 130lm/W | N/A | F | N/A | 160° | IP 20 | d800 mm | N/A |  | d800 mm | N/A | N/A | 840x840x110 mm | 2 | 1 | N/A | N/A | 0.077616 | 6.2 | 8.3
TORO 80 P/N, CF | TORO | NEW |  | 80+12W | 3000K/4000K | 1276058D | 8585054433285 | LED2 1276058D TORO 80 P/N, CF DALI/PUSH DIM 80+12W 3000K/4000K | 19053.87 | 15747 | 7.5 | COFFEE | 8025 | ALUMINIUM/PC | OPAL | 220-240V/50-60Hz | 1900 + 300 mA | DALI/PUSH | N/A | 90+ | < 3 | L80B20 50.000h | 6900lm | 75lm/W | 130lm/W | N/A | F | N/A | 160° | IP 20 | d800 mm | N/A |  | d800 mm | N/A | N/A | 840x840x110 mm | 2 | 1 | N/A | N/A | 0.077616 | 6.2 | 8.3
TORO 80 P/N, CF | TORO | NEW |  | 80+12W | 3000K/4000K | 1276058DT | 8585054433292 | LED2 1276058DT TORO 80 P/N, CF TRIAC DIM 80+12W 3000K/4000K | 15790.5 | 13050 | 7.5 | COFFEE | 8025 | ALUMINIUM/PC | OPAL | 220-240V/50-60Hz | 2x 950 + 300 mA | TRIAC | N/A | 90+ | < 3 | L80B20 50.000h | 6900lm | 75lm/W | 130lm/W | N/A | F | N/A | 160° | IP 20 | d800 mm | N/A |  | d800 mm | N/A | N/A | 840x840x110 mm | 2 | 1 | N/A | N/A | 0.077616 | 6.2 | 8.3
TORO 80 P/N, CF | TORO | NEW |  | 80+12W | 3000K-4000K | 1276058DTW | 8585054433308 | LED2 1276058DTW TORO 80 P/N, CF DALI TW DIM 80+12W 3000K-4000K | 19966.21 | 16501 | 7.5 | COFFEE | 8025 | ALUMINIUM/PC | OPAL | 220-240V/50-60Hz | 1900 + 300 mA | DALI TW/PUSH TW | N/A | 90+ | < 3 | L80B20 50.000h | 6900lm | 75lm/W | 130lm/W | N/A | F | N/A | 160° | IP 20 | d800 mm | N/A |  | d800 mm | N/A | N/A | 840x840x110 mm | 2 | 1 | N/A | N/A | 0.077616 | 6.2 | 8.3
TORO 80 P/N, CF | TORO | NEW |  | 80+12W | 3000K-4000K | 1276058CSTW | 8585054433315 | LED2 1276058CSTW TORO 80 P/N, CF CASAMBI TW DIM 80+12W 3000K-4000K | 25440.25 | 21025 | 7.5 | COFFEE | 8025 | ALUMINIUM/PC | OPAL | 220-240V/50-60Hz | 1900 + 300 mA | CASAMBI TW | N/A | 90+ | < 3 | L80B20 50.000h | 6900lm | 75lm/W | 130lm/W | N/A | F | N/A | 160° | IP 20 | d800 mm | N/A |  | d800 mm | N/A | N/A | 840x840x110 mm | 2 | 1 | N/A | N/A | 0.077616 | 6.2 | 8.3
TORO 80 P/N, CF | TORO | NEW |  | 80+12W | 3000K-4000K | 1276058ZBTW | 8585054433322 | LED2 1276058ZBTW TORO 80 P/N, CF ZIGBEE TW DIM 80+12W 3000K-4000K | 22948.86 | 18966 | 7.5 | COFFEE | 8025 | ALUMINIUM/PC | OPAL | 220-240V/50-60Hz | 1900 + 300 mA | ZIGBEE TW | N/A | 90+ | < 3 | L80B20 50.000h | 6900lm | 75lm/W | 130lm/W | N/A | F | N/A | 160° | IP 20 | d800 mm | N/A |  | d800 mm | N/A | N/A | 840x840x110 mm | 2 | 1 | N/A | N/A | 0.077616 | 6.2 | 8.3
BELLA 48, W | BELLA |  |  | 40W | 3000K/4000K | 1270151 | 8585054403431 | LED2 1270151 BELLA 48, W 40W 2CCT 3000K/4000K | 6246.02 | 5162 | 4 | WHITE | 9003 | ALUMINIUM/PMMA | OPAL | 220-240V/50-60Hz | 1050 mA | ON/OFF | N/A | 90+ | < 3 | L80B20 50.000h | 2430lm | 61lm/W | 157lm/W | N/A | G | N/A | 160° | IP 20 | d480 mm | N/A | 90 mm | d480x90 mm | N/A | N/A | 515x520x120 mm | 2 | 1 | N/A | N/A | 0.032136 | 2.8 | 4.2
BELLA 48, W | BELLA |  |  | 40W | 3000K/4000K | 1270151D | 8585054404384 | LED2 1270151D BELLA 48, W DALI/PUSH DIM 40W 2CCT 3000K/4000K | 7754.89 | 6409 | 4 | WHITE | 9003 | ALUMINIUM/PMMA | OPAL | 220-240V/50-60Hz | 1050 mA | DALI/PUSH | N/A | 90+ | < 3 | L80B20 50.000h | 2430lm | 61lm/W | 157lm/W | N/A | G | N/A | 160° | IP 20 | d480 mm | N/A | 90 mm | d480x90 mm | N/A | N/A | 515x520x120 mm | 2 | 1 | N/A | N/A | 0.032136 | 2.8 | 4.2
BELLA 48, W | BELLA |  |  | 40W | 3000K/4000K | 1270151DT | 8585054410323 | LED2 1270151DT BELLA 48, W TRIAC DIM 40W 2CCT 3000K/4000K | 7474.17 | 6177 | 4 | WHITE | 9003 | ALUMINIUM/PMMA | OPAL | 220-240V/50-60Hz | 1050 mA | TRIAC | N/A | 90+ | < 3 | L80B20 50.000h | 2430lm | 61lm/W | 157lm/W | N/A | G | N/A | 160° | IP 20 | d480 mm | N/A | 90 mm | d480x90 mm | N/A | N/A | 515x520x120 mm | 2 | 1 | N/A | N/A | 0.032136 | 2.8 | 4.2
BELLA 48, W | BELLA |  |  | 40W | 3000K-4000K | 1270151DTW | 8585054415014 | LED2 1270151DTW BELLA 48, W 40W DALI TW 3000K-4000K | 7860.16 | 6496 | 4 | WHITE | 9003 | ALUMINIUM/PMMA | OPAL | 220-240V/50-60Hz | 1050 mA | DALI TW/PUSH TW | N/A | 90+ | < 3 | L80B20 50.000h | 2430lm | 61lm/W | 157lm/W | N/A | G | N/A | 160° | IP 20 | d480 mm | N/A | 90 mm | d480x90 mm | N/A | N/A | 515x520x120 mm | 2 | 1 | N/A | N/A | 0.032136 | 2.8 | 4.2
BELLA 48, W | BELLA |  |  | 40W | 3000K-4000K | 1270151CSTW | 8585054415021 | LED2 1270151CSTW BELLA 48, W 40W CASAMBI TW 3000K-4000K | 13334.2 | 11020 | 4 | WHITE | 9003 | ALUMINIUM/PMMA | OPAL | 220-240V/50-60Hz | 1050 mA | CASAMBI TW | N/A | 90+ | < 3 | L80B20 50.000h | 2430lm | 61lm/W | 157lm/w | N/A | G | N/A | 160° | IP 20 | d480 mm | N/A | 90 mm | d480x90 mm | N/A | N/A | 515x520x120 mm | 2 | 1 | N/A | N/A | 0.032136 | 2.8 | 4.2
BELLA 48, W | BELLA |  |  | 40W | 3000K-4000K | 1270151ZBTW | 8585054415038 | LED2 1270151ZBTW BELLA 48, W 40W ZIGBEE TW 3000K-4000K | 8526.87 | 7047 | 4 | WHITE | 9003 | ALUMINIUM/PMMA | OPAL | 220-240V/50-60Hz | 1050 mA | ZIGBEE TW | N/A | 90+ | < 3 | L80B20 50.000h | 2430lm | 61lm/W | 157lm/w | N/A | G | N/A | 160° | IP 20 | d480 mm | N/A | 90 mm | d480x90 mm | N/A | N/A | 515x520x120 mm | 2 | 1 | N/A | N/A | 0.032136 | 2.8 | 4.2
BELLA 48, B | BELLA |  |  | 40W | 3000K/4000K | 1270153 | 8585054403448 | LED2 1270153 BELLA 48, B 40W 2CCT 3000K/4000K | 6246.02 | 5162 | 4 | BLACK | 9017 | ALUMINIUM/PMMA | OPAL | 220-240V/50-60Hz | 1050 mA | ON/OFF | N/A | 90+ | < 3 | L80B20 50.000h | 2430lm | 61lm/W | 157lm/W | N/A | G | N/A | 160° | IP 20 | d480 mm | N/A | 90 mm | d480x90 mm | N/A | N/A | 515x520x120 mm | 2 | 1 | N/A | N/A | 0.032136 | 2.8 | 4.2
BELLA 48, B | BELLA |  |  | 40W | 3000K/4000K | 1270153D | 8585054404391 | LED2 1270153D BELLA 48, B DALI/PUSH DIM 40W 2CCT 3000K/4000K | 7754.89 | 6409 | 4 | BLACK | 9017 | ALUMINIUM/PMMA | OPAL | 220-240V/50-60Hz | 1050 mA | DALI/PUSH | N/A | 90+ | < 3 | L80B20 50.000h | 2430lm | 61lm/W | 157lm/W | N/A | G | N/A | 160° | IP 20 | d480 mm | N/A | 90 mm | d480x90 mm | N/A | N/A | 515x520x120 mm | 2 | 1 | N/A | N/A | 0.032136 | 2.8 | 4.2
BELLA 48, B | BELLA |  |  | 40W | 3000K/4000K | 1270153DT | 8585054410330 | LED2 1270153DT BELLA 48, B TRIAC DIM 40W 2CCT 3000K/4000K | 7474.17 | 6177 | 4 | BLACK | 9017 | ALUMINIUM/PMMA | OPAL | 220-240V/50-60Hz | 1050 mA | TRIAC | N/A | 90+ | < 3 | L80B20 50.000h | 2430lm | 61lm/W | 157lm/W | N/A | G | N/A | 160° | IP 20 | d480 mm | N/A | 90 mm | d480x90 mm | N/A | N/A | 515x520x120 mm | 2 | 1 | N/A | N/A | 0.032136 | 2.8 | 4.2
BELLA 48, B | BELLA |  |  | 40W | 3000K-4000K | 1270153DTW | 8585054415052 | LED2 1270153DTW BELLA 48, B 40W DALI TW 3000K-4000K | 7860.16 | 6496 | 4 | BLACK | 9017 | ALUMINIUM/PMMA | OPAL | 220-240V/50-60Hz | 1050 mA | DALI TW/PUSH TW | N/A | 90+ | < 3 | L80B20 50.000h | 2430lm | 61lm/W | 157lm/W | N/A | G | N/A | 160° | IP 20 | d480 mm | N/A | 90 mm | d480x90 mm | N/A | N/A | 515x520x120 mm | 2 | 1 | N/A | N/A | 0.032136 | 2.8 | 4.2
BELLA 48, B | BELLA |  |  | 40W | 3000K-4000K | 1270153CSTW | 8585054415069 | LED2 1270153CSTW BELLA 48, B 40W CASAMBI TW 3000K-4000K | 13334.2 | 11020 | 4 | BLACK | 9017 | ALUMINIUM/PMMA | OPAL | 220-240V/50-60Hz | 1050 mA | CASAMBI TW | N/A | 90+ | < 3 | L80B20 50.000h | 2430lm | 61lm/W | 157lm/w | N/A | G | N/A | 160° | IP 20 | d480 mm | N/A | 90 mm | d480x90 mm | N/A | N/A | 515x520x120 mm | 2 | 1 | N/A | N/A | 0.032136 | 2.8 | 4.2
BELLA 48, B | BELLA |  |  | 40W | 3000K-4000K | 1270153ZBTW | 8585054415076 | LED2 1270153ZBTW BELLA 48, B 40W ZIGBEE TW 3000K-4000K | 8526.87 | 7047 | 4 | BLACK | 9017 | ALUMINIUM/PMMA | OPAL | 220-240V/50-60Hz | 1050 mA | ZIGBEE TW | N/A | 90+ | < 3 | L80B20 50.000h | 2430lm | 61lm/W | 157lm/W | N/A | G | N/A | 160° | IP 20 | d480 mm | N/A | 90 mm | d480x90 mm | N/A | N/A | 515x520x120 mm | 2 | 1 | N/A | N/A | 0.032136 | 2.8 | 4.2
BELLA 60, W | BELLA |  |  | 50W | 3000K/4000K | 1270251D | 8585054404407 | LED2 1270251D BELLA 60, W DALI/PUSH DIM 50W 2CCT 3000K/4000K | 10597.18 | 8758 | 7.5 | WHITE | 9003 | ALUMINIUM/PMMA | OPAL | 220-240V/50-60Hz | 1300 mA | DALI/PUSH | N/A | 90+ | < 3 | L80B20 50.000h | 3450lm | 69lm/W | 134lm/W | N/A | G | N/A | 160° | IP 20 | d600 mm | N/A | 90 mm | d600x90 mm | N/A | N/A | 650x650x125 mm | 2 | 1 | N/A | N/A | 0.052813 | 4.2 | 5.8
BELLA 60, W | BELLA |  |  | 50W | 3000K/4000K | 1270251DT | 8585054410347 | LED2 1270251DT BELLA 60, W TRIAC DIM 50W 2CCT 3000K/4000K | 8842.68 | 7308 | 7.5 | WHITE | 9003 | ALUMINIUM/PMMA | OPAL | 220-240V/50-60Hz | 1300 mA | TRIAC | N/A | 90+ | < 3 | L80B20 50.000h | 3450lm | 69lm/W | 134lm/W | N/A | G | N/A | 160° | IP 20 | d600 mm | N/A | 90 mm | d600x90 mm | N/A | N/A | 650x650x125 mm | 2 | 1 | N/A | N/A | 0.052813 | 4.2 | 5.8
BELLA 60, W | BELLA |  |  | 50W | 3000K-4000K | 1270251DTW | 8585054415090 | LED2 1270251DTW BELLA 60, W 50W DALI TW 3000K-4000K | 10948.08 | 9048 | 7.5 | WHITE | 9003 | ALUMINIUM/PMMA | OPAL | 220-240V/50-60Hz | 1300 mA | DALI TW/PUSH TW | N/A | 90+ | < 3 | L80B20 50.000h | 3450lm | 69lm/W | 134lm/W | N/A | G | N/A | 160° | IP 20 | d600 mm | N/A | 90 mm | d600x90 mm | N/A | N/A | 650x650x125 mm | 2 | 1 | N/A | N/A | 0.052813 | 4.2 | 5.8
BELLA 60, W | BELLA |  |  | 50W | 3000K-4000K | 1270251CSTW | 8585054415106 | LED2 1270251CSTW BELLA 60, W 50W CASAMBI TW 3000K-4000K | 16422.12 | 13572 | 7.5 | WHITE | 9003 | ALUMINIUM/PMMA | OPAL | 220-240V/50-60Hz | 1300 mA | CASAMBI TW | N/A | 90+ | < 3 | L80B20 50.000h | 3450lm | 69lm/W | 134lm/W | N/A | G | N/A | 160° | IP 20 | d600 mm | N/A | 90 mm | d600x90 mm | N/A | N/A | 650x650x125 mm | 2 | 1 | N/A | N/A | 0.052813 | 4.2 | 5.8
BELLA 60, W | BELLA |  |  | 50W | 3000K-4000K | 1270251ZBTW | 8585054415113 | LED2 1270251ZBTW BELLA 60, W 50W ZIGBEE TW 3000K-4000K | 11579.7 | 9570 | 7.5 | WHITE | 9003 | ALUMINIUM/PMMA | OPAL | 220-240V/50-60Hz | 1300 mA | ZIGBEE TW | N/A | 90+ | < 3 | L80B20 50.000h | 3450lm | 69lm/W | 134lm/W | N/A | G | N/A | 160° | IP 20 | d600 mm | N/A | 90 mm | d600x90 mm | N/A | N/A | 650x650x125 mm | 2 | 1 | N/A | N/A | 0.052813 | 4.2 | 5.8
BELLA 60, B | BELLA |  |  | 50W | 3000K/4000K | 1270253D | 8585054404414 | LED2 1270253D BELLA 60, B DALI/PUSH DIM 50W 2CCT 3000K/4000K | 10597.18 | 8758 | 7.5 | BLACK | 9017 | ALUMINIUM/PMMA | OPAL | 220-240V/50-60Hz | 1300 mA | DALI/PUSH | N/A | 90+ | < 3 | L80B20 50.000h | 3450lm | 69lm/W | 134lm/W | N/A | G | N/A | 160° | IP 20 | d600 mm | N/A | 90 mm | d600x90 mm | N/A | N/A | 650x650x125 mm | 2 | 1 | N/A | N/A | 0.052813 | 4.2 | 5.8
BELLA 60, B | BELLA |  |  | 50W | 3000K/4000K | 1270253DT | 8585054410354 | LED2 1270253DT BELLA 60, B TRIAC DIM 50W 2CCT 3000K/4000K | 8842.68 | 7308 | 7.5 | BLACK | 9017 | ALUMINIUM/PMMA | OPAL | 220-240V/50-60Hz | 1300 mA | TRIAC | N/A | 90+ | < 3 | L80B20 50.000h | 3450lm | 69lm/W | 134lm/W | N/A | G | N/A | 160° | IP 20 | d600 mm | N/A | 90 mm | d600x90 mm | N/A | N/A | 650x650x125 mm | 2 | 1 | N/A | N/A | 0.052813 | 4.2 | 5.8
BELLA 60, B | BELLA |  |  | 50W | 3000K-4000K | 1270253DTW | 8585054415137 | LED2 1270253DTW BELLA 60, B 50W DALI TW 3000K-4000K | 10948.08 | 9048 | 7.5 | BLACK | 9017 | ALUMINIUM/PMMA | OPAL | 220-240V/50-60Hz | 1300 mA | DALI TW/PUSH TW | N/A | 90+ | < 3 | L80B20 50.000h | 3450lm | 69lm/W | 134lm/W | N/A | G | N/A | 160° | IP 20 | d600 mm | N/A | 90 mm | d600x90 mm | N/A | N/A | 650x650x125 mm | 2 | 1 | N/A | N/A | 0.052813 | 4.2 | 5.8
BELLA 60, B | BELLA |  |  | 50W | 3000K-4000K | 1270253CSTW | 8585054415144 | LED2 1270253CSTW BELLA 60, B 50W CASAMBI TW 3000K-4000K | 16422.12 | 13572 | 7.5 | BLACK | 9017 | ALUMINIUM/PMMA | OPAL | 220-240V/50-60Hz | 1300 mA | CASAMBI TW | N/A | 90+ | < 3 | L80B20 50.000h | 3450lm | 69lm/W | 134lm/W | N/A | G | N/A | 160° | IP 20 | d600 mm | N/A | 90 mm | d600x90 mm | N/A | N/A | 650x650x125 mm | 2 | 1 | N/A | N/A | 0.052813 | 4.2 | 5.8
BELLA 60, B | BELLA |  |  | 50W | 3000K-4000K | 1270253ZBTW | 8585054415151 | LED2 1270253ZBTW BELLA 60, B 50W ZIGBEE TW 3000K-4000K | 11579.7 | 9570 | 7.5 | BLACK | 9017 | ALUMINIUM/PMMA | OPAL | 220-240V/50-60Hz | 1300 mA | ZIGBEE TW | N/A | 90+ | < 3 | L80B20 50.000h | 3450lm | 69lm/W | 134lm/W | N/A | G | N/A | 160° | IP 20 | d600 mm | N/A | 90 mm | d600x90 mm | N/A | N/A | 650x650x125 mm | 2 | 1 | N/A | N/A | 0.052813 | 4.2 | 5.8
BELLA 80, W | BELLA |  |  | 80W | 3000K/4000K | 1273051D | 8585054412655 | LED2 1273051D BELLA 80, W DALI/PUSH DIM 80W 2CCT 3000K/4000K | 15965.95 | 13195 | 7.5 | WHITE | 9003 | ALUMINIUM/PMMA | OPAL | 220-240V/50-60Hz | 2000 mA | DALI/PUSH | N/A | 90+ | < 3 | L80B20 50.000h | 5520lm | 69lm/W | 139lm/W | N/A | G | N/A | 160° | IP 20 | d800 mm | N/A | 90 mm | d800x90 mm | N/A | N/A | 850x850x125 mm | 2 | 1 | N/A | N/A | 0.090313 | 7.2 | 9.2
BELLA 80, W | BELLA |  |  | 80W | 3000K/4000K | 1273051DT | 8585054412662 | LED2 1273051DT BELLA 80, W TRIAC DIM 80W 2CCT 3000K/4000K | 13965.82 | 11542 | 7.5 | WHITE | 9003 | ALUMINIUM/PMMA | OPAL | 220-240V/50-60Hz | 2x 1050 mA | TRIAC | N/A | 90+ | < 3 | L80B20 50.000h | 5520lm | 69lm/W | 139lm/W | N/A | G | N/A | 160° | IP 20 | d800 mm | N/A | 90 mm | d800x90 mm | N/A | N/A | 850x850x125 mm | 2 | 1 | N/A | N/A | 0.090313 | 7.2 | 9.2
BELLA 80, W | BELLA |  |  | 80W | 3000K-4000K | 1273051DTW | 8585054415410 | LED2 1273051DTW BELLA 80, W 80W DALI TW 3000K-4000K | 16843.2 | 13920 | 7.5 | WHITE | 9003 | ALUMINIUM/PMMA | OPAL | 220-240V/50-60Hz | 2000 mA | DALI TW/PUSH TW | N/A | 90+ | < 3 | L80B20 50.000h | 5520lm | 69lm/W | 139lm/W | N/A | G | N/A | 160° | IP 20 | d800 mm | N/A | 90 mm | d800x90 mm | N/A | N/A | 850x850x125 mm | 2 | 1 | N/A | N/A | 0.090313 | 7.2 | 9.2
BELLA 80, W | BELLA |  |  | 80W | 3000K-4000K | 1273051CSTW | 8585054415427 | LED2 1273051CSTW BELLA 80, W 80W CASAMBI TW 3000K-4000K | 22317.24 | 18444 | 7.5 | WHITE | 9003 | ALUMINIUM/PMMA | OPAL | 220-240V/50-60Hz | 2000 mA | CASAMBI TW | N/A | 90+ | < 3 | L80B20 50.000h | 5520lm | 69lm/W | 139lm/W | N/A | G | N/A | 160° | IP 20 | d800 mm | N/A | 90 mm | d800x90 mm | N/A | N/A | 850x850x125 mm | 2 | 1 | N/A | N/A | 0.090313 | 7.2 | 9.2
BELLA 80, W | BELLA |  |  | 80W | 3000K-4000K | 1273051ZBTW | 8585054415434 | LED2 1273051ZBTW BELLA 80, W 80W ZIGBEE TW 3000K-4000K | 17194.1 | 14210 | 7.5 | WHITE | 9003 | ALUMINIUM/PMMA | OPAL | 220-240V/50-60Hz | 2000 mA | ZIGBEE TW | N/A | 90+ | < 3 | L80B20 50.000h | 5520lm | 69lm/W | 139lm/W | N/A | G | N/A | 160° | IP 20 | d800 mm | N/A | 90 mm | d800x90 mm | N/A | N/A | 850x850x125 mm | 2 | 1 | N/A | N/A | 0.090313 | 7.2 | 9.2
BELLA 80, B | BELLA |  |  | 80W | 3000K/4000K | 1273053D | 8585054412679 | LED2 1273053D BELLA 80, B DALI/PUSH DIM 80W 2CCT 3000K/4000K | 15965.95 | 13195 | 7.5 | BLACK | 9017 | ALUMINIUM/PMMA | OPAL | 220-240V/50-60Hz | 2000 mA | DALI/PUSH | N/A | 90+ | < 3 | L80B20 50.000h | 5520lm | 69lm/W | 139lm/W | N/A | G | N/A | 160° | IP 20 | d800 mm | N/A | 90 mm | d800x90 mm | N/A | N/A | 850x850x125 mm | 2 | 1 | N/A | N/A | 0.090313 | 7.2 | 9.2
BELLA 80, B | BELLA |  |  | 80W | 3000K/4000K | 1273053DT | 8585054412686 | LED2 1273053DT BELLA 80, B TRIAC DIM 80W 2CCT 3000K/4000K | 13965.82 | 11542 | 7.5 | BLACK | 9017 | ALUMINIUM/PMMA | OPAL | 220-240V/50-60Hz | 2x 1050 mA | TRIAC | N/A | 90+ | < 3 | L80B20 50.000h | 5520lm | 69lm/W | 139lm/W | N/A | G | N/A | 160° | IP 20 | d800 mm | N/A | 90 mm | d800x90 mm | N/A | N/A | 850x850x125 mm | 2 | 1 | N/A | N/A | 0.090313 | 7.2 | 9.2
BELLA 80, B | BELLA |  |  | 80W | 3000K-4000K | 1273053DTW | 8585054415458 | LED2 1273053DTW BELLA 80, B 80W DALI TW 3000K-4000K | 16843.2 | 13920 | 7.5 | BLACK | 9017 | ALUMINIUM/PMMA | OPAL | 220-240V/50-60Hz | 2000 mA | DALI TW/PUSH TW | N/A | 90+ | < 3 | L80B20 50.000h | 5520lm | 69lm/W | 139lm/W | N/A | G | N/A | 160° | IP 20 | d800 mm | N/A | 90 mm | d800x90 mm | N/A | N/A | 850x850x125 mm | 2 | 1 | N/A | N/A | 0.090313 | 7.2 | 9.2
BELLA 80, B | BELLA |  |  | 80W | 3000K-4000K | 1273053CSTW | 8585054415465 | LED2 1273053CSTW BELLA 80, B 80W CASAMBI TW 3000K-4000K | 22317.24 | 18444 | 7.5 | BLACK | 9017 | ALUMINIUM/PMMA | OPAL | 220-240V/50-60Hz | 2000 mA | CASAMBI TW | N/A | 90+ | < 3 | L80B20 50.000h | 5520lm | 69lm/W | 139lm/W | N/A | G | N/A | 160° | IP 20 | d800 mm | N/A | 90 mm | d800x90 mm | N/A | N/A | 850x850x125 mm | 2 | 1 | N/A | N/A | 0.090313 | 7.2 | 9.2
BELLA 80, B | BELLA |  |  | 80W | 3000K-4000K | 1273053ZBTW | 8585054415472 | LED2 1273053ZBTW BELLA 80, B 80W ZIGBEE TW 3000K-4000K | 17194.1 | 14210 | 7.5 | BLACK | 9017 | ALUMINIUM/PMMA | OPAL | 220-240V/50-60Hz | 2000 mA | ZIGBEE TW | N/A | 90+ | < 3 | L80B20 50.000h | 5520lm | 69lm/W | 139lm/W | N/A | G | N/A | 160° | IP 20 | d800 mm | N/A | 90 mm | d800x90 mm | N/A | N/A | 850x850x125 mm | 2 | 1 | N/A | N/A | 0.090313 | 7.2 | 9.2
BELLA SLIM 28, W | BELLA SLIM |  |  | 20W | 3000K/4000K | 1274551 | 8585054423187 | LED2 1274551 BELLA SLIM 28, W 20W 2CCT 3000K/4000K | 2982.65 | 2465 | 4 | WHITE | 9003 | ALUMINIUM/PMMA | OPAL | 220-240V/50-60Hz | 500 mA | ON/OFF | N/A | 90+ | < 3 | L80B20 50.000h | 1400lm | 70lm/W | 120lm/W | N/A | G | N/A | 160° | IP 20 | d280 mm | N/A | 60 mm | d280x60 mm | N/A | N/A | 320x320x70 mm | 2 | 1 | N/A | N/A | 0.007168 | 1.4 | 2
BELLA SLIM 28, W | BELLA SLIM |  |  | 20W | 3000K/4000K | 1274551D | 8585054423521 | LED2 1274551D BELLA SLIM 28, W DALI/PUSH DIM 20W 2CCT 3000K/4000K | 4280.98 | 3538 | 4 | WHITE | 9003 | ALUMINIUM/PMMA | OPAL | 220-240V/50-60Hz | 500 mA | DALI/PUSH | N/A | 90+ | < 3 | L80B20 50.000h | 1400lm | 70lm/W | 120lm/W | N/A | G | N/A | 160° | IP 20 | d280 mm | N/A | 60 mm | d280x60 mm | N/A | N/A | 320x320x70 mm | 2 | 1 | N/A | N/A | 0.007168 | 1.4 | 2
BELLA SLIM 28, W | BELLA SLIM |  |  | 20W | 3000K/4000K | 1274551DT | 8585054423538 | LED2 1274551DT BELLA SLIM 28, W TRIAC DIM 20W 2CCT 3000K/4000K | 3859.9 | 3190 | 4 | WHITE | 9003 | ALUMINIUM/PMMA | OPAL | 220-240V/50-60Hz | 500 mA | TRIAC | N/A | 90+ | < 3 | L80B20 50.000h | 1400lm | 70lm/W | 120lm/W | N/A | G | N/A | 160° | IP 20 | d280 mm | N/A | 60 mm | d280x60 mm | N/A | N/A | 320x320x70 mm | 2 | 1 | N/A | N/A | 0.007168 | 1.4 | 2
BELLA SLIM 28, W | BELLA SLIM |  |  | 20W | 3000K-4000K | 1274551DTW | 8585054423545 | LED2 1274551DTW BELLA SLIM 28, W DALI TW 20W 2CCT 3000K-4000K | 4596.79 | 3799 | 4 | WHITE | 9003 | ALUMINIUM/PMMA | OPAL | 220-240V/50-60Hz | 500 mA | DALI TW/PUSH TW | N/A | 90+ | < 3 | L80B20 50.000h | 1400lm | 70lm/W | 120lm/W | N/A | G | N/A | 160° | IP 20 | d280 mm | N/A | 60 mm | d280x60 mm | N/A | N/A | 320x320x70 mm | 2 | 1 | N/A | N/A | 0.007168 | 1.4 | 2
BELLA SLIM 28, W | BELLA SLIM |  |  | 20W | 3000K-4000K | 1274551CSTW | 8585054423552 | LED2 1274551CSTW BELLA SLIM 28, W CASAMBI TW 20W 2CCT 3000K-4000K | 10070.83 | 8323 | 4 | WHITE | 9003 | ALUMINIUM/PMMA | OPAL | 220-240V/50-60Hz | 500 mA | CASAMBI TW | N/A | 90+ | < 3 | L80B20 50.000h | 1400lm | 70lm/W | 120lm/W | N/A | G | N/A | 160° | IP 20 | d280 mm | N/A | 60 mm | d280x60 mm | N/A | N/A | 320x320x70 mm | 2 | 1 | N/A | N/A | 0.007168 | 1.4 | 2
BELLA SLIM 28, W | BELLA SLIM |  |  | 20W | 3000K-4000K | 1274551ZBTW | 8585054423569 | LED2 1274551ZBTW BELLA SLIM 28, W ZIGBEE TW 20W 2CCT 3000K-4000K | 5263.5 | 4350 | 4 | WHITE | 9003 | ALUMINIUM/PMMA | OPAL | 220-240V/50-60Hz | 500 mA | ZIGBEE TW | N/A | 90+ | < 3 | L80B20 50.000h | 1400lm | 70lm/W | 120lm/W | N/A | G | N/A | 160° | IP 20 | d280 mm | N/A | 60 mm | d280x60 mm | N/A | N/A | 320x320x70 mm | 2 | 1 | N/A | N/A | 0.007168 | 1.4 | 2
BELLA SLIM 28, B | BELLA SLIM |  |  | 20W | 3000K/4000K | 1274553 | 8585054423194 | LED2 1274553 BELLA SLIM 28, B 20W 2CCT 3000K/4000K | 2982.65 | 2465 | 4 | BLACK | 9017 | ALUMINIUM/PMMA | OPAL | 220-240V/50-60Hz | 500 mA | ON/OFF | N/A | 90+ | < 3 | L80B20 50.000h | 1400lm | 70lm/W | 120lm/W | N/A | G | N/A | 160° | IP 20 | d280 mm | N/A | 60 mm | d280x60 mm | N/A | N/A | 320x320x70 mm | 2 | 1 | N/A | N/A | 0.007168 | 1.4 | 2
BELLA SLIM 28, B | BELLA SLIM |  |  | 20W | 3000K/4000K | 1274553D | 8585054423583 | LED2 1274553D BELLA SLIM 28, B DALI/PUSH DIM 20W 2CCT 3000K/4000K | 4280.98 | 3538 | 4 | BLACK | 9017 | ALUMINIUM/PMMA | OPAL | 220-240V/50-60Hz | 500 mA | DALI/PUSH | N/A | 90+ | < 3 | L80B20 50.000h | 1400lm | 70lm/W | 120lm/W | N/A | G | N/A | 160° | IP 20 | d280 mm | N/A | 60 mm | d280x60 mm | N/A | N/A | 320x320x70 mm | 2 | 1 | N/A | N/A | 0.007168 | 1.4 | 2
BELLA SLIM 28, B | BELLA SLIM |  |  | 20W | 3000K/4000K | 1274553DT | 8585054423590 | LED2 1274553DT BELLA SLIM 28, B TRIAC DIM 20W 2CCT 3000K/4000K | 3859.9 | 3190 | 4 | BLACK | 9017 | ALUMINIUM/PMMA | OPAL | 220-240V/50-60Hz | 500 mA | TRIAC | N/A | 90+ | < 3 | L80B20 50.000h | 1400lm | 70lm/W | 120lm/W | N/A | G | N/A | 160° | IP 20 | d280 mm | N/A | 60 mm | d280x60 mm | N/A | N/A | 320x320x70 mm | 2 | 1 | N/A | N/A | 0.007168 | 1.4 | 2
BELLA SLIM 28, B | BELLA SLIM |  |  | 20W | 3000K-4000K | 1274553DTW | 8585054423606 | LED2 1274553DTW BELLA SLIM 28, B DALI TW 20W 2CCT 3000K-4000K | 4596.79 | 3799 | 4 | BLACK | 9017 | ALUMINIUM/PMMA | OPAL | 220-240V/50-60Hz | 500 mA | DALI TW/PUSH TW | N/A | 90+ | < 3 | L80B20 50.000h | 1400lm | 70lm/W | 120lm/W | N/A | G | N/A | 160° | IP 20 | d280 mm | N/A | 60 mm | d280x60 mm | N/A | N/A | 320x320x70 mm | 2 | 1 | N/A | N/A | 0.007168 | 1.4 | 2
BELLA SLIM 28, B | BELLA SLIM |  |  | 20W | 3000K-4000K | 1274553CSTW | 8585054423613 | LED2 1274553CSTW BELLA SLIM 28, B CASAMBI TW 20W 2CCT 3000K-4000K | 10070.83 | 8323 | 4 | BLACK | 9017 | ALUMINIUM/PMMA | OPAL | 220-240V/50-60Hz | 500 mA | CASAMBI TW | N/A | 90+ | < 3 | L80B20 50.000h | 1400lm | 70lm/W | 120lm/W | N/A | G | N/A | 160° | IP 20 | d280 mm | N/A | 60 mm | d280x60 mm | N/A | N/A | 320x320x70 mm | 2 | 1 | N/A | N/A | 0.007168 | 1.4 | 2
BELLA SLIM 28, B | BELLA SLIM |  |  | 20W | 3000K-4000K | 1274553ZBTW | 8585054423620 | LED2 1274553ZBTW BELLA SLIM 28, B ZIGBEE TW 20W 2CCT 3000K-4000K | 5263.5 | 4350 | 4 | BLACK | 9017 | ALUMINIUM/PMMA | OPAL | 220-240V/50-60Hz | 500 mA | ZIGBEE TW | N/A | 90+ | < 3 | L80B20 50.000h | 1400lm | 70lm/W | 120lm/W | N/A | G | N/A | 160° | IP 20 | d280 mm | N/A | 60 mm | d280x60 mm | N/A | N/A | 320x320x70 mm | 2 | 1 | N/A | N/A | 0.007168 | 1.4 | 2
BELLA SLIM 28, CF | BELLA SLIM |  |  | 20W | 3000K/4000K | 1274558 | 8585054423200 | LED2 1274558 BELLA SLIM 28, CF 20W 2CCT 3000K/4000K | 2982.65 | 2465 | 4 | COFFEE | 8025 | ALUMINIUM/PMMA | OPAL | 220-240V/50-60Hz | 500 mA | ON/OFF | N/A | 90+ | < 3 | L80B20 50.000h | 1400lm | 70lm/W | 120lm/W | N/A | G | N/A | 160° | IP 20 | d280 mm | N/A | 60 mm | d280x60 mm | N/A | N/A | 320x320x70 mm | 2 | 1 | N/A | N/A | 0.007168 | 1.4 | 2
BELLA SLIM 28, CF | BELLA SLIM |  |  | 20W | 3000K/4000K | 1274558D | 8585054423644 | LED2 1274558D BELLA SLIM 28, CF DALI/PUSH DIM 20W 2CCT 3000K/4000K | 4280.98 | 3538 | 4 | COFFEE | 8025 | ALUMINIUM/PMMA | OPAL | 220-240V/50-60Hz | 500 mA | DALI/PUSH | N/A | 90+ | < 3 | L80B20 50.000h | 1400lm | 70lm/W | 120lm/W | N/A | G | N/A | 160° | IP 20 | d280 mm | N/A | 60 mm | d280x60 mm | N/A | N/A | 320x320x70 mm | 2 | 1 | N/A | N/A | 0.007168 | 1.4 | 2
BELLA SLIM 28, CF | BELLA SLIM |  |  | 20W | 3000K/4000K | 1274558DT | 8585054423651 | LED2 1274558DT BELLA SLIM 28, CF TRIAC DIM 20W 2CCT 3000K/4000K | 3859.9 | 3190 | 4 | COFFEE | 8025 | ALUMINIUM/PMMA | OPAL | 220-240V/50-60Hz | 500 mA | TRIAC | N/A | 90+ | < 3 | L80B20 50.000h | 1400lm | 70lm/W | 120lm/W | N/A | G | N/A | 160° | IP 20 | d280 mm | N/A | 60 mm | d280x60 mm | N/A | N/A | 320x320x70 mm | 2 | 1 | N/A | N/A | 0.007168 | 1.4 | 2
BELLA SLIM 28, CF | BELLA SLIM |  |  | 20W | 3000K-4000K | 1274558DTW | 8585054423668 | LED2 1274558DTW BELLA SLIM 28, CF DALI TW 20W 2CCT 3000K-4000K | 4596.79 | 3799 | 4 | COFFEE | 8025 | ALUMINIUM/PMMA | OPAL | 220-240V/50-60Hz | 500 mA | DALI TW/PUSH TW | N/A | 90+ | < 3 | L80B20 50.000h | 1400lm | 70lm/W | 120lm/W | N/A | G | N/A | 160° | IP 20 | d280 mm | N/A | 60 mm | d280x60 mm | N/A | N/A | 320x320x70 mm | 2 | 1 | N/A | N/A | 0.007168 | 1.4 | 2
BELLA SLIM 28, CF | BELLA SLIM |  |  | 20W | 3000K-4000K | 1274558CSTW | 8585054423675 | LED2 1274558CSTW BELLA SLIM 28, CF CASAMBI TW 20W 2CCT 3000K-4000K | 10070.83 | 8323 | 4 | COFFEE | 8025 | ALUMINIUM/PMMA | OPAL | 220-240V/50-60Hz | 500 mA | CASAMBI TW | N/A | 90+ | < 3 | L80B20 50.000h | 1400lm | 70lm/W | 120lm/W | N/A | G | N/A | 160° | IP 20 | d280 mm | N/A | 60 mm | d280x60 mm | N/A | N/A | 320x320x70 mm | 2 | 1 | N/A | N/A | 0.007168 | 1.4 | 2
BELLA SLIM 28, CF | BELLA SLIM |  |  | 20W | 3000K-4000K | 1274558ZBTW | 8585054423682 | LED2 1274558ZBTW BELLA SLIM 28, CF ZIGBEE TW 20W 2CCT 3000K-4000K | 5263.5 | 4350 | 4 | COFFEE | 8025 | ALUMINIUM/PMMA | OPAL | 220-240V/50-60Hz | 500 mA | ZIGBEE TW | N/A | 90+ | < 3 | L80B20 50.000h | 1400lm | 70lm/W | 120lm/W | N/A | G | N/A | 160° | IP 20 | d280 mm | N/A | 60 mm | d280x60 mm | N/A | N/A | 320x320x70 mm | 2 | 1 | N/A | N/A | 0.007168 | 1.4 | 2
BELLA SLIM 28, G | BELLA SLIM | NEW |  | 20W | 3000K/4000K | 1274557 | 8585054431915 | LED2 1274557 BELLA SLIM 28, G 20W 2CCT 3000K/4000K | 2982.65 | 2465 | 4 | GOLD | 1036 | ALUMINIUM/PMMA | OPAL | 220-240V/50-60Hz | 500 mA | ON/OFF | N/A | 90+ | < 3 | L80B20 50.000h | 1400lm | 70lm/W | 120lm/W | N/A | G | N/A | 160° | IP 20 | d280 mm | N/A | 60 mm | d280x60 mm | N/A | N/A | 320x320x70 mm | 2 | 1 | N/A | N/A | 0.007168 | 1.4 | 2
BELLA SLIM 28, G | BELLA SLIM | NEW |  | 20W | 3000K/4000K | 1274557D | 8585054431922 | LED2 1274557D BELLA SLIM 28, G DALI/PUSH DIM 20W 2CCT 3000K/4000K | 4280.98 | 3538 | 4 | GOLD | 1036 | ALUMINIUM/PMMA | OPAL | 220-240V/50-60Hz | 500 mA | DALI/PUSH | N/A | 90+ | < 3 | L80B20 50.000h | 1400lm | 70lm/W | 120lm/W | N/A | G | N/A | 160° | IP 20 | d280 mm | N/A | 60 mm | d280x60 mm | N/A | N/A | 320x320x70 mm | 2 | 1 | N/A | N/A | 0.007168 | 1.4 | 2
BELLA SLIM 28, G | BELLA SLIM | NEW |  | 20W | 3000K/4000K | 1274557DT | 8585054431939 | LED2 1274557DT BELLA SLIM 28, G TRIAC DIM 20W 2CCT 3000K/4000K | 3859.9 | 3190 | 4 | GOLD | 1036 | ALUMINIUM/PMMA | OPAL | 220-240V/50-60Hz | 500 mA | TRIAC | N/A | 90+ | < 3 | L80B20 50.000h | 1400lm | 70lm/W | 120lm/W | N/A | G | N/A | 160° | IP 20 | d280 mm | N/A | 60 mm | d280x60 mm | N/A | N/A | 320x320x70 mm | 2 | 1 | N/A | N/A | 0.007168 | 1.4 | 2
BELLA SLIM 28, G | BELLA SLIM | NEW |  | 20W | 3000K-4000K | 1274557DTW | 8585054431946 | LED2 1274557DTW BELLA SLIM 28, G DALI TW 20W 2CCT 3000K-4000K | 4596.79 | 3799 | 4 | GOLD | 1036 | ALUMINIUM/PMMA | OPAL | 220-240V/50-60Hz | 500 mA | DALI TW/PUSH TW | N/A | 90+ | < 3 | L80B20 50.000h | 1400lm | 70lm/W | 120lm/W | N/A | G | N/A | 160° | IP 20 | d280 mm | N/A | 60 mm | d280x60 mm | N/A | N/A | 320x320x70 mm | 2 | 1 | N/A | N/A | 0.007168 | 1.4 | 2
BELLA SLIM 28, G | BELLA SLIM | NEW |  | 20W | 3000K-4000K | 1274557CSTW | 8585054431953 | LED2 1274557CSTW BELLA SLIM 28, G CASAMBI TW 20W 2CCT 3000K-4000K | 10070.83 | 8323 | 4 | GOLD | 1036 | ALUMINIUM/PMMA | OPAL | 220-240V/50-60Hz | 500 mA | CASAMBI TW | N/A | 90+ | < 3 | L80B20 50.000h | 1400lm | 70lm/W | 120lm/W | N/A | G | N/A | 160° | IP 20 | d280 mm | N/A | 60 mm | d280x60 mm | N/A | N/A | 320x320x70 mm | 2 | 1 | N/A | N/A | 0.007168 | 1.4 | 2
BELLA SLIM 28, G | BELLA SLIM | NEW |  | 20W | 3000K-4000K | 1274557ZBTW | 8585054431960 | LED2 1274557ZBTW BELLA SLIM 28, G ZIGBEE TW 20W 2CCT 3000K-4000K | 5263.5 | 4350 | 4 | GOLD | 1036 | ALUMINIUM/PMMA | OPAL | 220-240V/50-60Hz | 500 mA | ZIGBEE TW | N/A | 90+ | < 3 | L80B20 50.000h | 1400lm | 70lm/W | 120lm/W | N/A | G | N/A | 160° | IP 20 | d280 mm | N/A | 60 mm | d280x60 mm | N/A | N/A | 320x320x70 mm | 2 | 1 | N/A | N/A | 0.007168 | 1.4 | 2
BELLA SLIM 48, W | BELLA SLIM |  |  | 38W | 3000K/4000K | 1271651 | 8585054405251 | LED2 1271651 BELLA SLIM 48, W 38W 2CCT 3000K/4000K | 5895.12 | 4872 | 4 | WHITE | 9003 | ALUMINIUM/PMMA | OPAL | 220-240V/50-60Hz | 950 mA | ON/OFF | N/A | 90+ | < 3 | L80B20 50.000h | 2660lm | 70lm/W | 130lm/W | N/A | G | N/A | 160° | IP 20 | d480 mm | N/A | 60 mm | d480x60 mm | N/A | N/A | 520x520x85 mm | 2 | 1 | N/A | N/A | 0.022984 | 2.4 | 3.6
BELLA SLIM 48, W | BELLA SLIM |  |  | 38W | 3000K/4000K | 1271651D | 8585054405268 | LED2 1271651D BELLA SLIM 48, W DALI/PUSH DIM 38W 2CCT 3000K/4000K | 7403.99 | 6119 | 4 | WHITE | 9003 | ALUMINIUM/PMMA | OPAL | 220-240V/50-60Hz | 950 mA | DALI/PUSH | N/A | 90+ | < 3 | L80B20 50.000h | 2660lm | 70lm/W | 130lm/W | N/A | G | N/A | 160° | IP 20 | d480 mm | N/A | 60 mm | d480x60 mm | N/A | N/A | 520x520x85 mm | 2 | 1 | N/A | N/A | 0.022984 | 2.4 | 3.6
BELLA SLIM 48, W | BELLA SLIM |  |  | 38W | 3000K/4000K | 1271651DT | 8585054410361 | LED2 1271651DT BELLA SLIM 48, W TRIAC DIM 38W 2CCT 3000K/4000K | 7018 | 5800 | 4 | WHITE | 9003 | ALUMINIUM/PMMA | OPAL | 220-240V/50-60Hz | 950 mA | TRIAC | N/A | 90+ | < 3 | L80B20 50.000h | 2660lm | 70lm/W | 130lm/W | N/A | G | N/A | 160° | IP 20 | d480 mm | N/A | 60 mm | d480x60 mm | N/A | N/A | 520x520x85 mm | 2 | 1 | N/A | N/A | 0.022984 | 2.4 | 3.6
BELLA SLIM 48, W | BELLA SLIM |  |  | 38W | 3000K-4000K | 1271651DTW | 8585054415175 | LED2 1271651DTW BELLA SLIM 48, W 38W DALI TW 3000K-4000K | 7509.26 | 6206 | 4 | WHITE | 9003 | ALUMINIUM/PMMA | OPAL | 220-240V/50-60Hz | 950 mA | DALI TW/PUSH TW | N/A | 90+ | < 3 | L80B20 50.000h | 2660lm | 70lm/W | 130lm/W | N/A | G | N/A | 160° | IP 20 | d480 mm | N/A | 60 mm | d480x60 mm | N/A | N/A | 520x520x85 mm | 2 | 1 | N/A | N/A | 0.022984 | 2.4 | 3.6
BELLA SLIM 48, W | BELLA SLIM |  |  | 38W | 3000K-4000K | 1271651CSTW | 8585054415182 | LED2 1271651CSTW BELLA SLIM 48, W 38W CASAMBI TW 3000K-4000K | 12983.3 | 10730 | 4 | WHITE | 9003 | ALUMINIUM/PMMA | OPAL | 220-240V/50-60Hz | 950 mA | CASAMBI TW | N/A | 90+ | < 3 | L80B20 50.000h | 2660lm | 70lm/W | 130lm/W | N/A | G | N/A | 160° | IP 20 | d480 mm | N/A | 60 mm | d480x60 mm | N/A | N/A | 520x520x85 mm | 2 | 1 | N/A | N/A | 0.022984 | 2.4 | 3.6
BELLA SLIM 48, W | BELLA SLIM |  |  | 38W | 3000K-4000K | 1271651ZBTW | 8585054415199 | LED2 1271651ZBTW BELLA SLIM 48, W 38W ZIGBEE TW 3000K-4000K | 8175.97 | 6757 | 4 | WHITE | 9003 | ALUMINIUM/PMMA | OPAL | 220-240V/50-60Hz | 950 mA | ZIGBEE TW | N/A | 90+ | < 3 | L80B20 50.000h | 2660lm | 70lm/W | 130lm/W | N/A | G | N/A | 160° | IP 20 | d480 mm | N/A | 60 mm | d480x60 mm | N/A | N/A | 520x520x85 mm | 2 | 1 | N/A | N/A | 0.022984 | 2.4 | 3.6
BELLA SLIM 48, B | BELLA SLIM |  |  | 38W | 3000K/4000K | 1271653 | 8585054405275 | LED2 1271653 BELLA SLIM 48, B 38W 2CCT 3000K/4000K | 5895.12 | 4872 | 4 | BLACK | 9017 | ALUMINIUM/PMMA | OPAL | 220-240V/50-60Hz | 950 mA | ON/OFF | N/A | 90+ | < 3 | L80B20 50.000h | 2660lm | 70lm/W | 130lm/W | N/A | G | N/A | 160° | IP 20 | d480 mm | N/A | 60 mm | d480x60 mm | N/A | N/A | 520x520x85 mm | 2 | 1 | N/A | N/A | 0.022984 | 2.4 | 3.6
BELLA SLIM 48, B | BELLA SLIM |  |  | 38W | 3000K/4000K | 1271653D | 8585054405282 | LED2 1271653D BELLA SLIM 48, B DALI/PUSH DIM 38W 2CCT 3000K/4000K | 7403.99 | 6119 | 4 | BLACK | 9017 | ALUMINIUM/PMMA | OPAL | 220-240V/50-60Hz | 950 mA | DALI/PUSH | N/A | 90+ | < 3 | L80B20 50.000h | 2660lm | 70lm/W | 130lm/W | N/A | G | N/A | 160° | IP 20 | d480 mm | N/A | 60 mm | d480x60 mm | N/A | N/A | 520x520x85 mm | 2 | 1 | N/A | N/A | 0.022984 | 2.4 | 3.6
BELLA SLIM 48, B | BELLA SLIM |  |  | 38W | 3000K/4000K | 1271653DT | 8585054410378 | LED2 1271653DT BELLA SLIM 48, B TRIAC DIM 38W 2CCT 3000K/4000K | 7018 | 5800 | 4 | BLACK | 9017 | ALUMINIUM/PMMA | OPAL | 220-240V/50-60Hz | 950 mA | TRIAC | N/A | 90+ | < 3 | L80B20 50.000h | 2660lm | 70lm/W | 130lm/W | N/A | G | N/A | 160° | IP 20 | d480 mm | N/A | 60 mm | d480x60 mm | N/A | N/A | 520x520x85 mm | 2 | 1 | N/A | N/A | 0.022984 | 2.4 | 3.6
BELLA SLIM 48, B | BELLA SLIM |  |  | 38W | 3000K-4000K | 1271653DTW | 8585054415212 | LED2 1271653DTW BELLA SLIM 48, B 38W DALI TW 3000K-4000K | 7509.26 | 6206 | 4 | BLACK | 9017 | ALUMINIUM/PMMA | OPAL | 220-240V/50-60Hz | 950 mA | DALI TW/PUSH TW | N/A | 90+ | < 3 | L80B20 50.000h | 2660lm | 70lm/W | 130lm/W | N/A | G | N/A | 160° | IP 20 | d480 mm | N/A | 60 mm | d480x60 mm | N/A | N/A | 520x520x85 mm | 2 | 1 | N/A | N/A | 0.022984 | 2.4 | 3.6
BELLA SLIM 48, B | BELLA SLIM |  |  | 38W | 3000K-4000K | 1271653CSTW | 8585054415229 | LED2 1271653CSTW BELLA SLIM 48, B 38W CASAMBI TW 3000K-4000K | 12983.3 | 10730 | 4 | BLACK | 9017 | ALUMINIUM/PMMA | OPAL | 220-240V/50-60Hz | 950 mA | CASAMBI TW | N/A | 90+ | < 3 | L80B20 50.000h | 2660lm | 70lm/W | 130lm/W | N/A | G | N/A | 160° | IP 20 | d480 mm | N/A | 60 mm | d480x60 mm | N/A | N/A | 520x520x85 mm | 2 | 1 | N/A | N/A | 0.022984 | 2.4 | 3.6
BELLA SLIM 48, B | BELLA SLIM |  |  | 38W | 3000K-4000K | 1271653ZBTW | 8585054415236 | LED2 1271653ZBTW BELLA SLIM 48, B 38W ZIGBEE TW 3000K-4000K | 8175.97 | 6757 | 4 | BLACK | 9017 | ALUMINIUM/PMMA | OPAL | 220-240V/50-60Hz | 950 mA | ZIGBEE TW | N/A | 90+ | < 3 | L80B20 50.000h | 2660lm | 70lm/W | 130lm/W | N/A | G | N/A | 160° | IP 20 | d480 mm | N/A | 60 mm | d480x60 mm | N/A | N/A | 520x520x85 mm | 2 | 1 | N/A | N/A | 0.022984 | 2.4 | 3.6
BELLA SLIM 48, CF | BELLA SLIM |  |  | 38W | 3000K/4000K | 1271658 | 8585054405978 | LED2 1271658 BELLA SLIM 48, CF 38W 2CCT 3000K/4000K | 5895.12 | 4872 | 4 | COFFEE | 8025 | ALUMINIUM/PMMA | OPAL | 220-240V/50-60Hz | 950 mA | ON/OFF | N/A | 90+ | < 3 | L80B20 50.000h | 2660lm | 70lm/W | 130lm/W | N/A | G | N/A | 160° | IP 20 | d480 mm | N/A | 60 mm | d480x60 mm | N/A | N/A | 520x520x85 mm | 2 | 1 | N/A | N/A | 0.022984 | 2.4 | 3.6
BELLA SLIM 48, CF | BELLA SLIM |  |  | 38W | 3000K/4000K | 1271658D | 8585054405985 | LED2 1271658D BELLA SLIM 48, CF DALI/PUSH DIM 38W 2CCT 3000K/4000K | 7403.99 | 6119 | 4 | COFFEE | 8025 | ALUMINIUM/PMMA | OPAL | 220-240V/50-60Hz | 950 mA | DALI/PUSH | N/A | 90+ | < 3 | L80B20 50.000h | 2660lm | 70lm/W | 130lm/W | N/A | G | N/A | 160° | IP 20 | d480 mm | N/A | 60 mm | d480x60 mm | N/A | N/A | 520x520x85 mm | 2 | 1 | N/A | N/A | 0.022984 | 2.4 | 3.6
BELLA SLIM 48, CF | BELLA SLIM |  |  | 38W | 3000K/4000K | 1271658DT | 8585054410385 | LED2 1271658DT BELLA SLIM 48, CF TRIAC DIM 38W 2CCT 3000K/4000K | 7018 | 5800 | 4 | COFFEE | 8025 | ALUMINIUM/PMMA | OPAL | 220-240V/50-60Hz | 950 mA | TRIAC | N/A | 90+ | < 3 | L80B20 50.000h | 2660lm | 70lm/W | 130lm/W | N/A | G | N/A | 160° | IP 20 | d480 mm | N/A | 60 mm | d480x60 mm | N/A | N/A | 520x520x85 mm | 2 | 1 | N/A | N/A | 0.022984 | 2.4 | 3.6
BELLA SLIM 48, CF | BELLA SLIM |  |  | 38W | 3000K-4000K | 1271658DTW | 8585054415250 | LED2 1271658DTW BELLA SLIM 48, CF 38W DALI TW 3000K-4000K | 7509.26 | 6206 | 4 | COFFEE | 8025 | ALUMINIUM/PMMA | OPAL | 220-240V/50-60Hz | 950 mA | DALI TW/PUSH TW | N/A | 90+ | < 3 | L80B20 50.000h | 2660lm | 70lm/W | 130lm/W | N/A | G | N/A | 160° | IP 20 | d480 mm | N/A | 60 mm | d480x60 mm | N/A | N/A | 520x520x85 mm | 2 | 1 | N/A | N/A | 0.022984 | 2.4 | 3.6
BELLA SLIM 48, CF | BELLA SLIM |  |  | 38W | 3000K-4000K | 1271658CSTW | 8585054415267 | LED2 1271658CSTW BELLA SLIM 48, CF 38W CASAMBI TW 3000K-4000K | 12983.3 | 10730 | 4 | COFFEE | 8025 | ALUMINIUM/PMMA | OPAL | 220-240V/50-60Hz | 950 mA | CASAMBI TW | N/A | 90+ | < 3 | L80B20 50.000h | 2660lm | 70lm/W | 130lm/W | N/A | G | N/A | 160° | IP 20 | d480 mm | N/A | 60 mm | d480x60 mm | N/A | N/A | 520x520x85 mm | 2 | 1 | N/A | N/A | 0.022984 | 2.4 | 3.6
BELLA SLIM 48, CF | BELLA SLIM |  |  | 38W | 3000K-4000K | 1271658ZBTW | 8585054415274 | LED2 1271658ZBTW BELLA SLIM 48, CF 38W ZIGBEE TW 3000K-4000K | 8175.97 | 6757 | 4 | COFFEE | 8025 | ALUMINIUM/PMMA | OPAL | 220-240V/50-60Hz | 950 mA | ZIGBEE TW | N/A | 90+ | < 3 | L80B20 50.000h | 2660lm | 70lm/W | 130lm/W | N/A | G | N/A | 160° | IP 20 | d480 mm | N/A | 60 mm | d480x60 mm | N/A | N/A | 520x520x85 mm | 2 | 1 | N/A | N/A | 0.022984 | 2.4 | 3.6
BELLA SLIM 48, G | BELLA SLIM | NEW |  | 38W | 3000K/4000K | 1271657 | 8585054431984 | LED2 1271657 BELLA SLIM 48, G 38W 2CCT 3000K/4000K | 5895.12 | 4872 | 4 | GOLD | 1036 | ALUMINIUM/PMMA | OPAL | 220-240V/50-60Hz | 950 mA | ON/OFF | N/A | 90+ | < 3 | L80B20 50.000h | 2660lm | 70lm/W | 130lm/W | N/A | G | N/A | 160° | IP 20 | d480 mm | N/A | 60 mm | d480x60 mm | N/A | N/A | 520x520x85 mm | 2 | 1 | N/A | N/A | 0.022984 | 2.4 | 3.6
BELLA SLIM 48, G | BELLA SLIM | NEW |  | 38W | 3000K/4000K | 1271657D | 8585054431991 | LED2 1271657D BELLA SLIM 48, G DALI/PUSH DIM 38W 2CCT 3000K/4000K | 7403.99 | 6119 | 4 | GOLD | 1036 | ALUMINIUM/PMMA | OPAL | 220-240V/50-60Hz | 950 mA | DALI/PUSH | N/A | 90+ | < 3 | L80B20 50.000h | 2660lm | 70lm/W | 130lm/W | N/A | G | N/A | 160° | IP 20 | d480 mm | N/A | 60 mm | d480x60 mm | N/A | N/A | 520x520x85 mm | 2 | 1 | N/A | N/A | 0.022984 | 2.4 | 3.6
BELLA SLIM 48, G | BELLA SLIM | NEW |  | 38W | 3000K/4000K | 1271657DT | 8585054432004 | LED2 1271657DT BELLA SLIM 48, G TRIAC DIM 38W 2CCT 3000K/4000K | 7018 | 5800 | 4 | GOLD | 1036 | ALUMINIUM/PMMA | OPAL | 220-240V/50-60Hz | 950 mA | TRIAC | N/A | 90+ | < 3 | L80B20 50.000h | 2660lm | 70lm/W | 130lm/W | N/A | G | N/A | 160° | IP 20 | d480 mm | N/A | 60 mm | d480x60 mm | N/A | N/A | 520x520x85 mm | 2 | 1 | N/A | N/A | 0.022984 | 2.4 | 3.6
BELLA SLIM 48, G | BELLA SLIM | NEW |  | 38W | 3000K-4000K | 1271657DTW | 8585054432011 | LED2 1271657DTW BELLA SLIM 48, G 38W DALI TW 3000K-4000K | 7509.26 | 6206 | 4 | GOLD | 1036 | ALUMINIUM/PMMA | OPAL | 220-240V/50-60Hz | 950 mA | DALI TW/PUSH TW | N/A | 90+ | < 3 | L80B20 50.000h | 2660lm | 70lm/W | 130lm/W | N/A | G | N/A | 160° | IP 20 | d480 mm | N/A | 60 mm | d480x60 mm | N/A | N/A | 520x520x85 mm | 2 | 1 | N/A | N/A | 0.022984 | 2.4 | 3.6
BELLA SLIM 48, G | BELLA SLIM | NEW |  | 38W | 3000K-4000K | 1271657CSTW | 8585054432028 | LED2 1271657CSTW BELLA SLIM 48, G 38W CASAMBI TW 3000K-4000K | 12983.3 | 10730 | 4 | GOLD | 1036 | ALUMINIUM/PMMA | OPAL | 220-240V/50-60Hz | 950 mA | CASAMBI TW | N/A | 90+ | < 3 | L80B20 50.000h | 2660lm | 70lm/W | 130lm/W | N/A | G | N/A | 160° | IP 20 | d480 mm | N/A | 60 mm | d480x60 mm | N/A | N/A | 520x520x85 mm | 2 | 1 | N/A | N/A | 0.022984 | 2.4 | 3.6
BELLA SLIM 48, G | BELLA SLIM | NEW |  | 38W | 3000K-4000K | 1271657ZBTW | 8585054432035 | LED2 1271657ZBTW BELLA SLIM 48, G 38W ZIGBEE TW 3000K-4000K | 8175.97 | 6757 | 4 | GOLD | 1036 | ALUMINIUM/PMMA | OPAL | 220-240V/50-60Hz | 950 mA | ZIGBEE TW | N/A | 90+ | < 3 | L80B20 50.000h | 2660lm | 70lm/W | 130lm/W | N/A | G | N/A | 160° | IP 20 | d480 mm | N/A | 60 mm | d480x60 mm | N/A | N/A | 520x520x85 mm | 2 | 1 | N/A | N/A | 0.022984 | 2.4 | 3.6
BELLA SLIM 58, W | BELLA SLIM |  |  | 48W | 3000K/4000K | 1273151 | 8585054412693 | LED2 1273151 BELLA SLIM 58, W 48W 2CCT 3000K/4000K | 7544.35 | 6235 | 4 | WHITE | 9003 | ALUMINIUM/PMMA | OPAL | 220-240V/50-60Hz | 1200 mA | ON/OFF | N/A | 90+ | < 3 | L80B20 50.000h | 3360lm | 70lm/W | 158lm/W | N/A | G | N/A | 160° | IP 20 | d580 mm | N/A | 60 mm | d580x60 mm | N/A | N/A | 620x620x90 mm | 2 | 1 | N/A | N/A | 0.034596 | 3.5 | 4.7
BELLA SLIM 58, W | BELLA SLIM |  |  | 48W | 3000K/4000K | 1273151D | 8585054412709 | LED2 1273151D BELLA SLIM 58, W DALI/PUSH DIM 48W 2CCT 3000K/4000K | 9439.21 | 7801 | 4 | WHITE | 9003 | ALUMINIUM/PMMA | OPAL | 220-240V/50-60Hz | 1200 mA | DALI/PUSH | N/A | 90+ | < 3 | L80B20 50.000h | 3360lm | 70lm/W | 158lm/W | N/A | G | N/A | 160° | IP 20 | d580 mm | N/A | 60 mm | d580x60 mm | N/A | N/A | 620x620x90 mm | 2 | 1 | N/A | N/A | 0.034596 | 3.5 | 4.7
BELLA SLIM 58, W | BELLA SLIM |  |  | 48W | 3000K/4000K | 1273151DT | 8585054412716 | LED2 1273151DT BELLA SLIM 58, W TRIAC DIM 48W 2CCT 3000K/4000K | 8807.59 | 7279 | 4 | WHITE | 9003 | ALUMINIUM/PMMA | OPAL | 220-240V/50-60Hz | 1300 mA | TRIAC | N/A | 90+ | < 3 | L80B20 50.000h | 3360lm | 70lm/W | 158lm/W | N/A | G | N/A | 160° | IP 20 | d580 mm | N/A | 60 mm | d580x60 mm | N/A | N/A | 620x620x90 mm | 2 | 1 | N/A | N/A | 0.034596 | 3.5 | 4.7
BELLA SLIM 58, W | BELLA SLIM |  |  | 48W | 3000K-4000K | 1273151DTW | 8585054415496 | LED2 1273151DTW BELLA SLIM 58, W 48W DALI TW 3000K-4000K | 9649.75 | 7975 | 4 | WHITE | 9003 | ALUMINIUM/PMMA | OPAL | 220-240V/50-60Hz | 1200 mA | DALI TW/PUSH TW | N/A | 90+ | < 3 | L80B20 50.000h | 3360lm | 70lm/W | 158lm/W | N/A | G | N/A | 160° | IP 20 | d580 mm | N/A | 60 mm | d580x60 mm | N/A | N/A | 620x620x90 mm | 2 | 1 | N/A | N/A | 0.034596 | 3.5 | 4.7
BELLA SLIM 58, W | BELLA SLIM |  |  | 48W | 3000K-4000K | 1273151CSTW | 8585054415502 | LED2 1273151CSTW BELLA SLIM 58, W 48W CASAMBI TW 3000K-4000K | 15123.79 | 12499 | 4 | WHITE | 9003 | ALUMINIUM/PMMA | OPAL | 220-240V/50-60Hz | 1200 mA | CASAMBI TW | N/A | 90+ | < 3 | L80B20 50.000h | 3360lm | 70lm/W | 158lm/W | N/A | G | N/A | 160° | IP 20 | d580 mm | N/A | 60 mm | d580x60 mm | N/A | N/A | 620x620x90 mm | 2 | 1 | N/A | N/A | 0.034596 | 3.5 | 4.7
BELLA SLIM 58, W | BELLA SLIM |  |  | 48W | 3000K-4000K | 1273151ZBTW | 8585054415519 | LED2 1273151ZBTW BELLA SLIM 58, W 48W ZIGBEE TW 3000K-4000K | 10281.37 | 8497 | 4 | WHITE | 9003 | ALUMINIUM/PMMA | OPAL | 220-240V/50-60Hz | 1200 mA | ZIGBEE TW | N/A | 90+ | < 3 | L80B20 50.000h | 3360lm | 70lm/W | 158lm/W | N/A | G | N/A | 160° | IP 20 | d580 mm | N/A | 60 mm | d580x60 mm | N/A | N/A | 620x620x90 mm | 2 | 1 | N/A | N/A | 0.034596 | 3.5 | 4.7
BELLA SLIM 58, B | BELLA SLIM |  |  | 48W | 3000K/4000K | 1273153 | 8585054412723 | LED2 1273153 BELLA SLIM 58, B 48W 2CCT 3000K/4000K | 7544.35 | 6235 | 4 | BLACK | 9017 | ALUMINIUM/PMMA | OPAL | 220-240V/50-60Hz | 1200 mA | ON/OFF | N/A | 90+ | < 3 | L80B20 50.000h | 3360lm | 70lm/W | 158lm/W | N/A | G | N/A | 160° | IP 20 | d580 mm | N/A | 60 mm | d580x60 mm | N/A | N/A | 620x620x90 mm | 2 | 1 | N/A | N/A | 0.034596 | 3.5 | 4.7
BELLA SLIM 58, B | BELLA SLIM |  |  | 48W | 3000K/4000K | 1273153D | 8585054412730 | LED2 1273153D BELLA SLIM 58, B DALI/PUSH DIM 48W 2CCT 3000K/4000K | 9439.21 | 7801 | 4 | BLACK | 9017 | ALUMINIUM/PMMA | OPAL | 220-240V/50-60Hz | 1200 mA | DALI/PUSH | N/A | 90+ | < 3 | L80B20 50.000h | 3360lm | 70lm/W | 158lm/w | N/A | G | N/A | 160° | IP 20 | d580 mm | N/A | 60 mm | d580x60 mm | N/A | N/A | 620x620x90 mm | 2 | 1 | N/A | N/A | 0.034596 | 3.5 | 4.7
BELLA SLIM 58, B | BELLA SLIM |  |  | 48W | 3000K/4000K | 1273153DT | 8585054412747 | LED2 1273153DT BELLA SLIM 58, B TRIAC DIM 48W 2CCT 3000K/4000K | 8807.59 | 7279 | 4 | BLACK | 9017 | ALUMINIUM/PMMA | OPAL | 220-240V/50-60Hz | 1300 mA | TRIAC | N/A | 90+ | < 3 | L80B20 50.000h | 3360lm | 70lm/W | 158lm/W | N/A | G | N/A | 160° | IP 20 | d580 mm | N/A | 60 mm | d580x60 mm | N/A | N/A | 620x620x90 mm | 2 | 1 | N/A | N/A | 0.034596 | 3.5 | 4.7
BELLA SLIM 58, B | BELLA SLIM |  |  | 48W | 3000K-4000K | 1273153DTW | 8585054415533 | LED2 1273153DTW BELLA SLIM 58, B 48W DALI TW 3000K-4000K | 9649.75 | 7975 | 4 | BLACK | 9017 | ALUMINIUM/PMMA | OPAL | 220-240V/50-60Hz | 1200 mA | DALI TW/PUSH TW | N/A | 90+ | < 3 | L80B20 50.000h | 3360lm | 70lm/W | 158lm/W | N/A | G | N/A | 160° | IP 20 | d580 mm | N/A | 60 mm | d580x60 mm | N/A | N/A | 620x620x90 mm | 2 | 1 | N/A | N/A | 0.034596 | 3.5 | 4.7
BELLA SLIM 58, B | BELLA SLIM |  |  | 48W | 3000K-4000K | 1273153CSTW | 8585054415540 | LED2 1273153CSTW BELLA SLIM 58, B 48W CASAMBI TW 3000K-4000K | 15123.79 | 12499 | 4 | BLACK | 9017 | ALUMINIUM/PMMA | OPAL | 220-240V/50-60Hz | 1200 mA | CASAMBI TW | N/A | 90+ | < 3 | L80B20 50.000h | 3360lm | 70lm/W | 158lm/W | N/A | G | N/A | 160° | IP 20 | d580 mm | N/A | 60 mm | d580x60 mm | N/A | N/A | 620x620x90 mm | 2 | 1 | N/A | N/A | 0.034596 | 3.5 | 4.7
BELLA SLIM 58, B | BELLA SLIM |  |  | 48W | 3000K-4000K | 1273153ZBTW | 8585054415557 | LED2 1273153ZBTW BELLA SLIM 58, B 48W ZIGBEE TW 3000K-4000K | 10281.37 | 8497 | 4 | BLACK | 9017 | ALUMINIUM/PMMA | OPAL | 220-240V/50-60Hz | 1200 mA | ZIGBEE TW | N/A | 90+ | < 3 | L80B20 50.000h | 3360lm | 70lm/W | 158lm/W | N/A | G | N/A | 160° | IP 20 | d580 mm | N/A | 60 mm | d580x60 mm | N/A | N/A | 620x620x90 mm | 2 | 1 | N/A | N/A | 0.034596 | 3.5 | 4.7
BELLA SLIM 58, CF | BELLA SLIM |  |  | 48W | 3000K/4000K | 1273158 | 8585054412754 | LED2 1273158 BELLA SLIM 58, CF 48W 2CCT 3000K/4000K | 7544.35 | 6235 | 4 | COFFEE | 8025 | ALUMINIUM/PMMA | OPAL | 220-240V/50-60Hz | 1200 mA | ON/OFF | N/A | 90+ | < 3 | L80B20 50.000h | 3360lm | 70lm/W | 158lm/w | N/A | G | N/A | 160° | IP 20 | d580 mm | N/A | 60 mm | d580x60 mm | N/A | N/A | 620x620x90 mm | 2 | 1 | N/A | N/A | 0.034596 | 3.5 | 4.7
BELLA SLIM 58, CF | BELLA SLIM |  |  | 48W | 3000K/4000K | 1273158D | 8585054412761 | LED2 1273158D BELLA SLIM 58, CF DALI/PUSH DIM 48W 2CCT 3000K/4000K | 9439.21 | 7801 | 4 | COFFEE | 8025 | ALUMINIUM/PMMA | OPAL | 220-240V/50-60Hz | 1200 mA | DALI/PUSH | N/A | 90+ | < 3 | L80B20 50.000h | 3360lm | 70lm/W | 158lm/w | N/A | G | N/A | 160° | IP 20 | d580 mm | N/A | 60 mm | d580x60 mm | N/A | N/A | 620x620x90 mm | 2 | 1 | N/A | N/A | 0.034596 | 3.5 | 4.7
BELLA SLIM 58, CF | BELLA SLIM |  |  | 48W | 3000K/4000K | 1273158DT | 8585054412778 | LED2 1273158DT BELLA SLIM 58, CF TRIAC DIM 48W 2CCT 3000K/4000K | 8807.59 | 7279 | 4 | COFFEE | 8025 | ALUMINIUM/PMMA | OPAL | 220-240V/50-60Hz | 1300 mA | TRIAC | N/A | 90+ | < 3 | L80B20 50.000h | 3360lm | 70lm/W | 158lm/w | N/A | G | N/A | 160° | IP 20 | d580 mm | N/A | 60 mm | d580x60 mm | N/A | N/A | 620x620x90 mm | 2 | 1 | N/A | N/A | 0.034596 | 3.5 | 4.7
BELLA SLIM 58, CF | BELLA SLIM |  |  | 48W | 3000K-4000K | 1273158DTW | 8585054415571 | LED2 1273158DTW BELLA SLIM 58, CF 48W DALI TW 3000K-4000K | 9649.75 | 7975 | 4 | COFFEE | 8025 | ALUMINIUM/PMMA | OPAL | 220-240V/50-60Hz | 1200 mA | DALI TW/PUSH TW | N/A | 90+ | < 3 | L80B20 50.000h | 3360lm | 70lm/W | 158lm/w | N/A | G | N/A | 160° | IP 20 | d580 mm | N/A | 60 mm | d580x60 mm | N/A | N/A | 620x620x90 mm | 2 | 1 | N/A | N/A | 0.034596 | 3.5 | 4.7
BELLA SLIM 58, CF | BELLA SLIM |  |  | 48W | 3000K-4000K | 1273158CSTW | 8585054415588 | LED2 1273158CSTW BELLA SLIM 58, CF 48W CASAMBI TW 3000K-4000K | 15123.79 | 12499 | 4 | COFFEE | 8025 | ALUMINIUM/PMMA | OPAL | 220-240V/50-60Hz | 1200 mA | CASAMBI TW | N/A | 90+ | < 3 | L80B20 50.000h | 3360lm | 70lm/W | 158lm/w | N/A | G | N/A | 160° | IP 20 | d580 mm | N/A | 60 mm | d580x60 mm | N/A | N/A | 620x620x90 mm | 2 | 1 | N/A | N/A | 0.034596 | 3.5 | 4.7
BELLA SLIM 58, CF | BELLA SLIM |  |  | 48W | 3000K-4000K | 1273158ZBTW | 8585054415595 | LED2 1273158ZBTW BELLA SLIM 58, CF 48W ZIGBEE TW 3000K-4000K | 10281.37 | 8497 | 4 | COFFEE | 8025 | ALUMINIUM/PMMA | OPAL | 220-240V/50-60Hz | 1200 mA | ZIGBEE TW | N/A | 90+ | < 3 | L80B20 50.000h | 3360lm | 70lm/W | 158lm/w | N/A | G | N/A | 160° | IP 20 | d580 mm | N/A | 60 mm | d580x60 mm | N/A | N/A | 620x620x90 mm | 2 | 1 | N/A | N/A | 0.034596 | 3.5 | 4.7
BELLA SLIM 58, G | BELLA SLIM | NEW |  | 48W | 3000K/4000K | 1273157 | 8585054432059 | LED2 1273157 BELLA SLIM 58, G 48W 2CCT 3000K/4000K | 7544.35 | 6235 | 4 | GOLD | 1036 | ALUMINIUM/PMMA | OPAL | 220-240V/50-60Hz | 1200 mA | ON/OFF | N/A | 90+ | < 3 | L80B20 50.000h | 3360lm | 70lm/W | 158lm/W | N/A | G | N/A | 160° | IP 20 | d580 mm | N/A | 60 mm | d580x60 mm | N/A | N/A | 620x620x90 mm | 2 | 1 | N/A | N/A | 0.034596 | 3.5 | 4.7
BELLA SLIM 58, G | BELLA SLIM | NEW |  | 48W | 3000K/4000K | 1273157D | 8585054432066 | LED2 1273157D BELLA SLIM 58, G DALI/PUSH DIM 48W 2CCT 3000K/4000K | 9439.21 | 7801 | 4 | GOLD | 1036 | ALUMINIUM/PMMA | OPAL | 220-240V/50-60Hz | 1200 mA | DALI/PUSH | N/A | 90+ | < 3 | L80B20 50.000h | 3360lm | 70lm/W | 158lm/W | N/A | G | N/A | 160° | IP 20 | d580 mm | N/A | 60 mm | d580x60 mm | N/A | N/A | 620x620x90 mm | 2 | 1 | N/A | N/A | 0.034596 | 3.5 | 4.7
BELLA SLIM 58, G | BELLA SLIM | NEW |  | 48W | 3000K/4000K | 1273157DT | 8585054432073 | LED2 1273157DT BELLA SLIM 58, G TRIAC DIM 48W 2CCT 3000K/4000K | 8807.59 | 7279 | 4 | GOLD | 1036 | ALUMINIUM/PMMA | OPAL | 220-240V/50-60Hz | 1300 mA | TRIAC | N/A | 90+ | < 3 | L80B20 50.000h | 3360lm | 70lm/W | 158lm/W | N/A | G | N/A | 160° | IP 20 | d580 mm | N/A | 60 mm | d580x60 mm | N/A | N/A | 620x620x90 mm | 2 | 1 | N/A | N/A | 0.034596 | 3.5 | 4.7
BELLA SLIM 58, G | BELLA SLIM | NEW |  | 48W | 3000K-4000K | 1273157DTW | 8585054432080 | LED2 1273157DTW BELLA SLIM 58, G 48W DALI TW 3000K-4000K | 9649.75 | 7975 | 4 | GOLD | 1036 | ALUMINIUM/PMMA | OPAL | 220-240V/50-60Hz | 1200 mA | DALI TW/PUSH TW | N/A | 90+ | < 3 | L80B20 50.000h | 3360lm | 70lm/W | 158lm/W | N/A | G | N/A | 160° | IP 20 | d580 mm | N/A | 60 mm | d580x60 mm | N/A | N/A | 620x620x90 mm | 2 | 1 | N/A | N/A | 0.034596 | 3.5 | 4.7
BELLA SLIM 58, G | BELLA SLIM | NEW |  | 48W | 3000K-4000K | 1273157CSTW | 8585054432097 | LED2 1273157CSTW BELLA SLIM 58, G 48W CASAMBI TW 3000K-4000K | 15123.79 | 12499 | 4 | GOLD | 1036 | ALUMINIUM/PMMA | OPAL | 220-240V/50-60Hz | 1200 mA | CASAMBI TW | N/A | 90+ | < 3 | L80B20 50.000h | 3360lm | 70lm/W | 158lm/W | N/A | G | N/A | 160° | IP 20 | d580 mm | N/A | 60 mm | d580x60 mm | N/A | N/A | 620x620x90 mm | 2 | 1 | N/A | N/A | 0.034596 | 3.5 | 4.7
BELLA SLIM 58, G | BELLA SLIM | NEW |  | 48W | 3000K-4000K | 1273157ZBTW | 8585054432103 | LED2 1273157ZBTW BELLA SLIM 58, G 48W ZIGBEE TW 3000K-4000K | 10281.37 | 8497 | 4 | GOLD | 1036 | ALUMINIUM/PMMA | OPAL | 220-240V/50-60Hz | 1200 mA | ZIGBEE TW | N/A | 90+ | < 3 | L80B20 50.000h | 3360lm | 70lm/W | 158lm/W | N/A | G | N/A | 160° | IP 20 | d580 mm | N/A | 60 mm | d580x60 mm | N/A | N/A | 620x620x90 mm | 2 | 1 | N/A | N/A | 0.034596 | 3.5 | 4.7
BELLA SLIM 78, W | BELLA SLIM |  |  | 60W | 3000K/4000K | 1271751D | 8585054405305 | LED2 1271751D BELLA SLIM 78, W DALI/PUSH DIM 60W 2CCT 3000K/4000K | 14737.8 | 12180 | 7.5 | WHITE | 9003 | ALUMINIUM/PMMA | OPAL | 220-240V/50-60Hz | 1500 mA | DALI/PUSH | N/A | 90+ | < 3 | L80B20 50.000h | 4200lm | 70lm/W | 122lm/W | N/A | G | N/A | 160° | IP 20 | d780 mm | N/A | 60 mm | d780x60 mm | N/A | N/A | 820x820x86 mm | 2 | 1 | N/A | N/A | 0.057826 | 5.2 | 7.8
BELLA SLIM 78, W | BELLA SLIM |  |  | 60W | 3000K/4000K | 1271751DT | 8585054410408 | LED2 1271751DT BELLA SLIM 78, W TRIAC DIM 60W 2CCT 3000K/4000K | 12842.94 | 10614 | 7.5 | WHITE | 9003 | ALUMINIUM/PMMA | OPAL | 220-240V/50-60Hz | 2x 750 mA | TRIAC | N/A | 90+ | < 3 | L80B20 50.000h | 4200lm | 70lm/W | 122lm/W | N/A | G | N/A | 160° | IP 20 | d780 mm | N/A | 60 mm | d780x60 mm | N/A | N/A | 820x820x86 mm | 2 | 1 | N/A | N/A | 0.057826 | 5.2 | 7.8
BELLA SLIM 78, W | BELLA SLIM |  |  | 60W | 3000K-4000K | 1271751DTW | 8585054415298 | LED2 1271751DTW BELLA SLIM 78, W 60W DALI TW 3000K-4000K | 14948.34 | 12354 | 7.5 | WHITE | 9003 | ALUMINIUM/PMMA | OPAL | 220-240V/50-60Hz | 1500 mA | DALI TW/PUSH TW | N/A | 90+ | < 3 | L80B20 50.000h | 4200lm | 70lm/W | 122lm/W | N/A | G | N/A | 160° | IP 20 | d780 mm | N/A | 60 mm | d780x60 mm | N/A | N/A | 820x820x86 mm | 2 | 1 | N/A | N/A | 0.057826 | 5.2 | 7.8
BELLA SLIM 78, W | BELLA SLIM |  |  | 60W | 3000K-4000K | 1271751CSTW | 8585054415304 | LED2 1271751CSTW BELLA SLIM 78, W 60W CASAMBI TW 3000K-4000K | 20422.38 | 16878 | 7.5 | WHITE | 9003 | ALUMINIUM/PMMA | OPAL | 220-240V/50-60Hz | 1500 mA | CASAMBI TW | N/A | 90+ | < 3 | L80B20 50.000h | 4200lm | 70lm/W | 122lm/W | N/A | G | N/A | 160° | IP 20 | d780 mm | N/A | 60 mm | d780x60 mm | N/A | N/A | 820x820x86 mm | 2 | 1 | N/A | N/A | 0.057826 | 5.2 | 7.8
BELLA SLIM 78, W | BELLA SLIM |  |  | 60W | 3000K-4000K | 1271751ZBTW | 8585054415311 | LED2 1271751ZBTW BELLA SLIM 78, W 60W ZIGBEE TW 3000K-4000K | 15579.96 | 12876 | 7.5 | WHITE | 9003 | ALUMINIUM/PMMA | OPAL | 220-240V/50-60Hz | 1500 mA | ZIGBEE TW | N/A | 90+ | < 3 | L80B20 50.000h | 4200lm | 70lm/W | 122lm/W | N/A | G | N/A | 160° | IP 20 | d780 mm | N/A | 60 mm | d780x60 mm | N/A | N/A | 820x820x86 mm | 2 | 1 | N/A | N/A | 0.057826 | 5.2 | 7.8
BELLA SLIM 78, B | BELLA SLIM |  |  | 60W | 3000K/4000K | 1271753D | 8585054405329 | LED2 1271753D BELLA SLIM 78, B DALI/PUSH DIM 60W 2CCT 3000K/4000K | 14737.8 | 12180 | 7.5 | BLACK | 9017 | ALUMINIUM/PMMA | OPAL | 220-240V/50-60Hz | 1500 mA | DALI/PUSH | N/A | 90+ | < 3 | L80B20 50.000h | 4200lm | 70lm/W | 122lm/W | N/A | G | N/A | 160° | IP 20 | d780 mm | N/A | 60 mm | d780x60 mm | N/A | N/A | 820x820x88 mm | 2 | 1 | N/A | N/A | 0.059171 | 5.2 | 7.8
BELLA SLIM 78, B | BELLA SLIM |  |  | 60W | 3000K/4000K | 1271753DT | 8585054410392 | LED2 1271753DT BELLA SLIM 78, B TRIAC DIM 60W 2CCT 3000K/4000K | 12842.94 | 10614 | 7.5 | BLACK | 9017 | ALUMINIUM/PMMA | OPAL | 220-240V/50-60Hz | 2x 750 mA | TRIAC | N/A | 90+ | < 3 | L80B20 50.000h | 4200lm | 70lm/W | 122lm/W | N/A | G | N/A | 160° | IP 20 | d780 mm | N/A | 60 mm | d780x60 mm | N/A | N/A | 820x820x88 mm | 2 | 1 | N/A | N/A | 0.059171 | 5.2 | 7.8
BELLA SLIM 78, B | BELLA SLIM |  |  | 60W | 3000K-4000K | 1271753DTW | 8585054415335 | LED2 1271753DTW BELLA SLIM 78, B 60W DALI TW 3000K-4000K | 14948.34 | 12354 | 7.5 | BLACK | 9017 | ALUMINIUM/PMMA | OPAL | 220-240V/50-60Hz | 1500 mA | DALI TW/PUSH TW | N/A | 90+ | < 3 | L80B20 50.000h | 4200lm | 70lm/W | 122lm/W | N/A | G | N/A | 160° | IP 20 | d780 mm | N/A | 60 mm | d780x60 mm | N/A | N/A | 820x820x88 mm | 2 | 1 | N/A | N/A | 0.059171 | 5.2 | 7.8
BELLA SLIM 78, B | BELLA SLIM |  |  | 60W | 3000K-4000K | 1271753CSTW | 8585054415342 | LED2 1271753CSTW BELLA SLIM 78, B 60W CASAMBI TW 3000K-4000K | 20422.38 | 16878 | 7.5 | BLACK | 9017 | ALUMINIUM/PMMA | OPAL | 220-240V/50-60Hz | 1500 mA | CASAMBI TW | N/A | 90+ | < 3 | L80B20 50.000h | 4200lm | 70lm/W | 122lm/W | N/A | G | N/A | 160° | IP 20 | d780 mm | N/A | 60 mm | d780x60 mm | N/A | N/A | 820x820x88 mm | 2 | 1 | N/A | N/A | 0.059171 | 5.2 | 7.8
BELLA SLIM 78, B | BELLA SLIM |  |  | 60W | 3000K-4000K | 1271753ZBTW | 8585054415359 | LED2 1271753ZBTW BELLA SLIM 78, B 60W ZIGBEE TW 3000K-4000K | 15579.96 | 12876 | 7.5 | BLACK | 9017 | ALUMINIUM/PMMA | OPAL | 220-240V/50-60Hz | 1500 mA | ZIGBEE TW | N/A | 90+ | < 3 | L80B20 50.000h | 4200lm | 70lm/W | 122lm/W | N/A | G | N/A | 160° | IP 20 | d780 mm | N/A | 60 mm | d780x60 mm | N/A | N/A | 820x820x88 mm | 2 | 1 | N/A | N/A | 0.059171 | 5.2 | 7.8
BELLA SLIM 78, CF | BELLA SLIM |  |  | 60W | 3000K/4000K | 1271758D | 8585054406005 | LED2 1271758D BELLA SLIM 78, CF DALI/PUSH DIM 60W 2CCT 3000K/4000K | 14737.8 | 12180 | 7.5 | COFFEE | 8025 | ALUMINIUM/PMMA | OPAL | 220-240V/50-60Hz | 1500 mA | DALI/PUSH | N/A | 90+ | < 3 | L80B20 50.000h | 4200lm | 70lm/W | 122lm/W | N/A | G | N/A | 160° | IP 20 | d780 mm | N/A | 60 mm | d780x60 mm | N/A | N/A | 820x820x88 mm | 2 | 1 | N/A | N/A | 0.059171 | 5.2 | 7.8
BELLA SLIM 78, CF | BELLA SLIM |  |  | 60W | 3000K/4000K | 1271758DT | 8585054410415 | LED2 1271758DT BELLA SLIM 78, CF TRIAC DIM 60W 2CCT 3000K/4000K | 12842.94 | 10614 | 7.5 | COFFEE | 8025 | ALUMINIUM/PMMA | OPAL | 220-240V/50-60Hz | 2x 750 mA | TRIAC | N/A | 90+ | < 3 | L80B20 50.000h | 4200lm | 70lm/W | 122lm/W | N/A | G | N/A | 160° | IP 20 | d780 mm | N/A | 60 mm | d780x60 mm | N/A | N/A | 820x820x88 mm | 2 | 1 | N/A | N/A | 0.059171 | 5.2 | 7.8
BELLA SLIM 78, CF | BELLA SLIM |  |  | 60W | 3000K-4000K | 1271758DTW | 8585054415373 | LED2 1271758DTW BELLA SLIM 78, CF 60W DALI TW 3000K-4000K | 14948.34 | 12354 | 7.5 | COFFEE | 8025 | ALUMINIUM/PMMA | OPAL | 220-240V/50-60Hz | 1500 mA | DALI TW/PUSH TW | N/A | 90+ | < 3 | L80B20 50.000h | 4200lm | 70lm/W | 122lm/W | N/A | G | N/A | 160° | IP 20 | d780 mm | N/A | 60 mm | d780x60 mm | N/A | N/A | 820x820x88 mm | 2 | 1 | N/A | N/A | 0.059171 | 5.2 | 7.8
BELLA SLIM 78, CF | BELLA SLIM |  |  | 60W | 3000K-4000K | 1271758CSTW | 8585054415380 | LED2 1271758CSTW BELLA SLIM 78, CF 60W CASAMBI TW 3000K-4000K | 20422.38 | 16878 | 7.5 | COFFEE | 8025 | ALUMINIUM/PMMA | OPAL | 220-240V/50-60Hz | 1500 mA | CASAMBI TW | N/A | 90+ | < 3 | L80B20 50.000h | 4200lm | 70lm/W | 122lm/W | N/A | G | N/A | 160° | IP 20 | d780 mm | N/A | 60 mm | d780x60 mm | N/A | N/A | 820x820x88 mm | 2 | 1 | N/A | N/A | 0.059171 | 5.2 | 7.8
BELLA SLIM 78, CF | BELLA SLIM |  |  | 60W | 3000K-4000K | 1271758ZBTW | 8585054415397 | LED2 1271758ZBTW BELLA SLIM 78, CF 60W ZIGBEE TW 3000K-4000K | 15579.96 | 12876 | 7.5 | COFFEE | 8025 | ALUMINIUM/PMMA | OPAL | 220-240V/50-60Hz | 1500 mA | ZIGBEE TW | N/A | 90+ | < 3 | L80B20 50.000h | 4200lm | 70lm/W | 122lm/W | N/A | G | N/A | 160° | IP 20 | d780 mm | N/A | 60 mm | d780x60 mm | N/A | N/A | 820x820x88 mm | 2 | 1 | N/A | N/A | 0.059171 | 5.2 | 7.8
BELLA SLIM 78, G | BELLA SLIM | NEW |  | 60W | 3000K/4000K | 1271757D | 8585054432127 | LED2 1271757D BELLA SLIM 78, G DALI/PUSH DIM 60W 2CCT 3000K/4000K | 14737.8 | 12180 | 7.5 | GOLD | 1036 | ALUMINIUM/PMMA | OPAL | 220-240V/50-60Hz | 1500 mA | DALI/PUSH | N/A | 90+ | < 3 | L80B20 50.000h | 4200lm | 70lm/W | 122lm/W | N/A | G | N/A | 160° | IP 20 | d780 mm | N/A | 60 mm | d780x60 mm | N/A | N/A | 820x820x86 mm | 2 | 1 | N/A | N/A | 0.057826 | 5.2 | 7.8
BELLA SLIM 78, G | BELLA SLIM | NEW |  | 60W | 3000K/4000K | 1271757DT | 8585054432134 | LED2 1271757DT BELLA SLIM 78, G TRIAC DIM 60W 2CCT 3000K/4000K | 12842.94 | 10614 | 7.5 | GOLD | 1036 | ALUMINIUM/PMMA | OPAL | 220-240V/50-60Hz | 2x 750 mA | TRIAC | N/A | 90+ | < 3 | L80B20 50.000h | 4200lm | 70lm/W | 122lm/W | N/A | G | N/A | 160° | IP 20 | d780 mm | N/A | 60 mm | d780x60 mm | N/A | N/A | 820x820x86 mm | 2 | 1 | N/A | N/A | 0.057826 | 5.2 | 7.8
BELLA SLIM 78, G | BELLA SLIM | NEW |  | 60W | 3000K-4000K | 1271757DTW | 8585054432141 | LED2 1271757DTW BELLA SLIM 78, G 60W DALI TW 3000K-4000K | 14948.34 | 12354 | 7.5 | GOLD | 1036 | ALUMINIUM/PMMA | OPAL | 220-240V/50-60Hz | 1500 mA | DALI TW/PUSH TW | N/A | 90+ | < 3 | L80B20 50.000h | 4200lm | 70lm/W | 122lm/W | N/A | G | N/A | 160° | IP 20 | d780 mm | N/A | 60 mm | d780x60 mm | N/A | N/A | 820x820x86 mm | 2 | 1 | N/A | N/A | 0.057826 | 5.2 | 7.8
BELLA SLIM 78, G | BELLA SLIM | NEW |  | 60W | 3000K-4000K | 1271757CSTW | 8585054432158 | LED2 1271757CSTW BELLA SLIM 78, G 60W CASAMBI TW 3000K-4000K | 20422.38 | 16878 | 7.5 | GOLD | 1036 | ALUMINIUM/PMMA | OPAL | 220-240V/50-60Hz | 1500 mA | CASAMBI TW | N/A | 90+ | < 3 | L80B20 50.000h | 4200lm | 70lm/W | 122lm/W | N/A | G | N/A | 160° | IP 20 | d780 mm | N/A | 60 mm | d780x60 mm | N/A | N/A | 820x820x86 mm | 2 | 1 | N/A | N/A | 0.057826 | 5.2 | 7.8
BELLA SLIM 78, G | BELLA SLIM | NEW |  | 60W | 3000K-4000K | 1271757ZBTW | 8585054432165 | LED2 1271757ZBTW BELLA SLIM 78, G 60W ZIGBEE TW 3000K-4000K | 15579.96 | 12876 | 7.5 | GOLD | 1036 | ALUMINIUM/PMMA | OPAL | 220-240V/50-60Hz | 1500 mA | ZIGBEE TW | N/A | 90+ | < 3 | L80B20 50.000h | 4200lm | 70lm/W | 122lm/W | N/A | G | N/A | 160° | IP 20 | d780 mm | N/A | 60 mm | d780x60 mm | N/A | N/A | 820x820x86 mm | 2 | 1 | N/A | N/A | 0.057826 | 5.2 | 7.8
MOON 40, W | MOON |  |  | 36W (30+6) | 3000K/4000K | 1274851 | 8585054423705 | LED2 1274851 MOON 40, W 36W 2CCT 3000K/4000K | 5895.12 | 4872 | 4 | WHITE | 9003 | METAL/PMMA | OPAL | 220-240V/50-60Hz | 750 + 160 mA | ON/OFF | N/A | 90+ | < 3 | L80B20 50.000h | 2520lm | 70lm/W | 125lm/W | N/A | G | N/A | 160° | IP 20 | d400 mm | N/A | 70 mm | d400x70 mm | N/A | N/A | 460x460x95 mm | 2 | 1 | N/A | N/A | 0.020102 | 2.9 | 3.8
MOON 40, W | MOON |  |  | 36W (30+6) | 3000K/4000K | 1274851DT | 8585054423712 | LED2 1274851DT MOON 40, W TRIAC DIM 36W 2CCT 3000K/4000K | 7614.53 | 6293 | 4 | WHITE | 9003 | METAL/PMMA | OPAL | 220-240V/50-60Hz | 750 + 200 mA | TRIAC | N/A | 90+ | < 3 | L80B20 50.000h | 2520lm | 70lm/W | 125lm/W | N/A | G | N/A | 160° | IP 20 | d400 mm | N/A | 70 mm | d400x70 mm | N/A | N/A | 460x460x95 mm | 2 | 1 | N/A | N/A | 0.020102 | 2.9 | 3.8
MOON 40, W | MOON |  |  | 36W (30+6) | 3000K/4000K | 1274851D | 8585054423729 | LED2 1274851D MOON 40, W DALI/PUSH DIM 36W 2CCT 3000K/4000K | 8632.14 | 7134 | 4 | WHITE | 9003 | METAL/PMMA | OPAL | 220-240V/50-60Hz | 750 + 150 mA | DALI/PUSH | N/A | 90+ | < 3 | L80B20 50.000h | 2520lm | 70lm/W | 125lm/W | N/A | G | N/A | 160° | IP 20 | d400 mm | N/A | 70 mm | d400x70 mm | N/A | N/A | 460x460x95 mm | 2 | 1 | N/A | N/A | 0.020102 | 2.9 | 3.8
MOON 40, W | MOON |  |  | 36W (30+6) | 3000K-4000K | 1274851DTW | 8585054423736 | LED2 1274851DTW MOON 40, W DALI TW 36W 2CCT 3000K-4000K | 8807.59 | 7279 | 4 | WHITE | 9003 | METAL/PMMA | OPAL | 220-240V/50-60Hz | 750 + 160 mA | DALI TW/PUSH TW | N/A | 90+ | < 3 | L80B20 50.000h | 2520lm | 70lm/W | 125lm/W | N/A | G | N/A | 160° | IP 20 | d400 mm | N/A | 70 mm | d400x70 mm | N/A | N/A | 460x460x95 mm | 2 | 1 | N/A | N/A | 0.020102 | 2.9 | 3.8
MOON 40, W | MOON |  |  | 36W (30+6) | 3000K-4000K | 1274851CSTW | 8585054423743 | LED2 1274851CSTW MOON 40, W CASAMBI TW 36W 2CCT 3000K-4000K | 14281.63 | 11803 | 4 | WHITE | 9003 | METAL/PMMA | OPAL | 220-240V/50-60Hz | 750 + 160 mA | CASAMBI TW | N/A | 90+ | < 3 | L80B20 50.000h | 2520lm | 70lm/W | 125lm/W | N/A | G | N/A | 160° | IP 20 | d400 mm | N/A | 70 mm | d400x70 mm | N/A | N/A | 460x460x95 mm | 2 | 1 | N/A | N/A | 0.020102 | 2.9 | 3.8
MOON 40, W | MOON |  |  | 36W (30+6) | 3000K-4000K | 1274851ZBTW | 8585054423750 | LED2 1274851ZBTW MOON 40, W ZIGBEE TW 36W 2CCT 3000K-4000K | 11790.24 | 9744 | 4 | WHITE | 9003 | METAL/PMMA | OPAL | 220-240V/50-60Hz | 750 + 160 mA | ZIGBEE TW | N/A | 90+ | < 3 | L80B20 50.000h | 2520lm | 70lm/W | 125lm/W | N/A | G | N/A | 160° | IP 20 | d400 mm | N/A | 70 mm | d400x70 mm | N/A | N/A | 460x460x95 mm | 2 | 1 | N/A | N/A | 0.020102 | 2.9 | 3.8
MOON 40, B | MOON |  |  | 36W (30+6) | 3000K/4000K | 1274853 | 8585054423774 | LED2 1274853 MOON 40, B 36W 2CCT 3000K/4000K | 5895.12 | 4872 | 4 | BLACK | 9017 | METAL/PMMA | OPAL | 220-240V/50-60Hz | 750 + 160 mA | ON/OFF | N/A | 90+ | < 3 | L80B20 50.000h | 2520lm | 70lm/W | 125lm/W | N/A | G | N/A | 160° | IP 20 | d400 mm | N/A | 70 mm | d400x70 mm | N/A | N/A | 460x460x95 mm | 2 | 1 | N/A | N/A | 0.020102 | 2.9 | 3.8
MOON 40, B | MOON |  |  | 36W (30+6) | 3000K/4000K | 1274853DT | 8585054423781 | LED2 1274853DT MOON 40, B TRIAC DIM 36W 2CCT 3000K/4000K | 7614.53 | 6293 | 4 | BLACK | 9017 | METAL/PMMA | OPAL | 220-240V/50-60Hz | 750 + 200 mA | TRIAC | N/A | 90+ | < 3 | L80B20 50.000h | 2520lm | 70lm/W | 125lm/W | N/A | G | N/A | 160° | IP 20 | d400 mm | N/A | 70 mm | d400x70 mm | N/A | N/A | 460x460x95 mm | 2 | 1 | N/A | N/A | 0.020102 | 2.9 | 3.8
MOON 40, B | MOON |  |  | 36W (30+6) | 3000K/4000K | 1274853D | 8585054423798 | LED2 1274853D MOON 40, B DALI/PUSH DIM 36W 2CCT 3000K/4000K | 8632.14 | 7134 | 4 | BLACK | 9017 | METAL/PMMA | OPAL | 220-240V/50-60Hz | 750 + 150 mA | DALI/PUSH | N/A | 90+ | < 3 | L80B20 50.000h | 2520lm | 70lm/W | 125lm/W | N/A | G | N/A | 160° | IP 20 | d400 mm | N/A | 70 mm | d400x70 mm | N/A | N/A | 460x460x95 mm | 2 | 1 | N/A | N/A | 0.020102 | 2.9 | 3.8
MOON 40, B | MOON |  |  | 36W (30+6) | 3000K-4000K | 1274853DTW | 8585054423804 | LED2 1274853DTW MOON 40, B DALI TW 36W 2CCT 3000K-4000K | 8807.59 | 7279 | 4 | BLACK | 9017 | METAL/PMMA | OPAL | 220-240V/50-60Hz | 750 + 160 mA | DALI TW/PUSH TW | N/A | 90+ | < 3 | L80B20 50.000h | 2520lm | 70lm/W | 125lm/W | N/A | G | N/A | 160° | IP 20 | d400 mm | N/A | 70 mm | d400x70 mm | N/A | N/A | 460x460x95 mm | 2 | 1 | N/A | N/A | 0.020102 | 2.9 | 3.8
MOON 40, B | MOON |  |  | 36W (30+6) | 3000K-4000K | 1274853CSTW | 8585054423811 | LED2 1274853CSTW MOON 40, B CASAMBI TW 36W 2CCT 3000K-4000K | 14281.63 | 11803 | 4 | BLACK | 9017 | METAL/PMMA | OPAL | 220-240V/50-60Hz | 750 + 160 mA | CASAMBI TW | N/A | 90+ | < 3 | L80B20 50.000h | 2520lm | 70lm/W | 125lm/W | N/A | G | N/A | 160° | IP 20 | d400 mm | N/A | 70 mm | d400x70 mm | N/A | N/A | 460x460x95 mm | 2 | 1 | N/A | N/A | 0.020102 | 2.9 | 3.8
MOON 40, B | MOON |  |  | 36W (30+6) | 3000K-4000K | 1274853ZBTW | 8585054423828 | LED2 1274853ZBTW MOON 40, B ZIGBEE TW 36W 2CCT 3000K-4000K | 11790.24 | 9744 | 4 | BLACK | 9017 | METAL/PMMA | OPAL | 220-240V/50-60Hz | 750 + 160 mA | ZIGBEE TW | N/A | 90+ | < 3 | L80B20 50.000h | 2520lm | 70lm/W | 125lm/W | N/A | G | N/A | 160° | IP 20 | d400 mm | N/A | 70 mm | d400x70 mm | N/A | N/A | 460x460x95 mm | 2 | 1 | N/A | N/A | 0.020102 | 2.9 | 3.8
MOON 40, BCH | MOON |  |  | 36W (30+6) | 3000K/4000K | 12748537 | 8585054423842 | LED2 12748537 MOON 40, BCH 36W 2CCT 3000K/4000K | 5895.12 | 4872 | 4 | BLACK/CHAMPAGNE | 9017/1036 | METAL/PMMA | OPAL | 220-240V/50-60Hz | 750 + 160 mA | ON/OFF | N/A | 90+ | < 3 | L80B20 50.000h | 2520lm | 70lm/W | 125lm/W | N/A | G | N/A | 160° | IP 20 | d400 mm | N/A | 70 mm | d400x70 mm | N/A | N/A | 460x460x95 mm | 2 | 1 | N/A | N/A | 0.020102 | 2.9 | 3.8
MOON 40, BCH | MOON |  |  | 36W (30+6) | 3000K/4000K | 12748537DT | 8585054423859 | LED2 12748537DT MOON 40, BCH TRIAC DIM 36W 2CCT 3000K/4000K | 7614.53 | 6293 | 4 | BLACK/CHAMPAGNE | 9017/1036 | METAL/PMMA | OPAL | 220-240V/50-60Hz | 750 + 200 mA | TRIAC | N/A | 90+ | < 3 | L80B20 50.000h | 2520lm | 70lm/W | 125lm/W | N/A | G | N/A | 160° | IP 20 | d400 mm | N/A | 70 mm | d400x70 mm | N/A | N/A | 460x460x95 mm | 2 | 1 | N/A | N/A | 0.020102 | 2.9 | 3.8
MOON 40, BCH | MOON |  |  | 36W (30+6) | 3000K/4000K | 12748537D | 8585054423866 | LED2 12748537D MOON 40, BCH DALI/PUSH DIM 36W 2CCT 3000K/4000K | 8632.14 | 7134 | 4 | BLACK/CHAMPAGNE | 9017/1036 | METAL/PMMA | OPAL | 220-240V/50-60Hz | 750 + 150 mA | DALI/PUSH | N/A | 90+ | < 3 | L80B20 50.000h | 2520lm | 70lm/W | 125lm/W | N/A | G | N/A | 160° | IP 20 | d400 mm | N/A | 70 mm | d400x70 mm | N/A | N/A | 460x460x95 mm | 2 | 1 | N/A | N/A | 0.020102 | 2.9 | 3.8
MOON 40, BCH | MOON |  |  | 36W (30+6) | 3000K-4000K | 12748537DTW | 8585054423873 | LED2 12748537DTW MOON 40, BCH DAL TW 36W 2CCT 3000K-4000K | 8807.59 | 7279 | 4 | BLACK/CHAMPAGNE | 9017/1036 | METAL/PMMA | OPAL | 220-240V/50-60Hz | 750 + 160 mA | DALI TW/PUSH TW | N/A | 90+ | < 3 | L80B20 50.000h | 2520lm | 70lm/W | 125lm/W | N/A | G | N/A | 160° | IP 20 | d400 mm | N/A | 70 mm | d400x70 mm | N/A | N/A | 460x460x95 mm | 2 | 1 | N/A | N/A | 0.020102 | 2.9 | 3.8
MOON 40, BCH | MOON |  |  | 36W (30+6) | 3000K-4000K | 12748537CSTW | 8585054423880 | LED2 12748537CSTW MOON 40, BCH CASAMBI TW 36W 2CCT 3000K-4000K | 14281.63 | 11803 | 4 | BLACK/CHAMPAGNE | 9017/1036 | METAL/PMMA | OPAL | 220-240V/50-60Hz | 750 + 160 mA | CASAMBI TW | N/A | 90+ | < 3 | L80B20 50.000h | 2520lm | 70lm/W | 125lm/W | N/A | G | N/A | 160° | IP 20 | d400 mm | N/A | 70 mm | d400x70 mm | N/A | N/A | 460x460x95 mm | 2 | 1 | N/A | N/A | 0.020102 | 2.9 | 3.8
MOON 40, BCH | MOON |  |  | 36W (30+6) | 3000K-4000K | 12748537ZBTW | 8585054423897 | LED2 12748537ZBTW MOON 40, BCH ZIGBEE TW 36W 2CCT 3000K-4000K | 11790.24 | 9744 | 4 | BLACK/CHAMPAGNE | 9017/1036 | METAL/PMMA | OPAL | 220-240V/50-60Hz | 750 + 160 mA | ZIGBEE TW | N/A | 90+ | < 3 | L80B20 50.000h | 2520lm | 70lm/W | 125lm/W | N/A | G | N/A | 160° | IP 20 | d400 mm | N/A | 70 mm | d400x70 mm | N/A | N/A | 460x460x95 mm | 2 | 1 | N/A | N/A | 0.020102 | 2.9 | 3.8
MOON 40, G | MOON |  |  | 36W (30+6) | 3000K/4000K | 1274857 | 8585054423910 | LED2 1274857 MOON 40, G 36W 2CCT 3000K/4000K | 5895.12 | 4872 | 4 | GOLD | 1036 | METAL/PMMA | OPAL | 220-240V/50-60Hz | 750 + 160 mA | ON/OFF | N/A | 90+ | < 3 | L80B20 50.000h | 2520lm | 70lm/W | 125lm/W | N/A | G | N/A | 160° | IP 20 | d400 mm | N/A | 70 mm | d400x70 mm | N/A | N/A | 460x460x95 mm | 2 | 1 | N/A | N/A | 0.020102 | 2.9 | 3.8
MOON 40, G | MOON |  |  | 36W (30+6) | 3000K/4000K | 1274857DT | 8585054423927 | LED2 1274857DT MOON 40, G TRIAC DIM 36W 2CCT 3000K/4000K | 7614.53 | 6293 | 4 | GOLD | 1036 | METAL/PMMA | OPAL | 220-240V/50-60Hz | 750 + 200 mA | TRIAC | N/A | 90+ | < 3 | L80B20 50.000h | 2520lm | 70lm/W | 125lm/W | N/A | G | N/A | 160° | IP 20 | d400 mm | N/A | 70 mm | d400x70 mm | N/A | N/A | 460x460x95 mm | 2 | 1 | N/A | N/A | 0.020102 | 2.9 | 3.8
MOON 40, G | MOON |  |  | 36W (30+6) | 3000K/4000K | 1274857D | 8585054423934 | LED2 1274857D MOON 40, G DALI/PUSH DIM 36W 2CCT 3000K/4000K | 8632.14 | 7134 | 4 | GOLD | 1036 | METAL/PMMA | OPAL | 220-240V/50-60Hz | 750 + 150 mA | DALI/PUSH | N/A | 90+ | < 3 | L80B20 50.000h | 2520lm | 70lm/W | 125lm/W | N/A | G | N/A | 160° | IP 20 | d400 mm | N/A | 70 mm | d400x70 mm | N/A | N/A | 460x460x95 mm | 2 | 1 | N/A | N/A | 0.020102 | 2.9 | 3.8
MOON 40, G | MOON |  |  | 36W (30+6) | 3000K-4000K | 1274857DTW | 8585054423941 | LED2 1274857DTW MOON 40, G DALI TW 36W 2CCT 3000K-4000K | 8807.59 | 7279 | 4 | GOLD | 1036 | METAL/PMMA | OPAL | 220-240V/50-60Hz | 750 + 160 mA | DALI TW/PUSH TW | N/A | 90+ | < 3 | L80B20 50.000h | 2520lm | 70lm/W | 125lm/W | N/A | G | N/A | 160° | IP 20 | d400 mm | N/A | 70 mm | d400x70 mm | N/A | N/A | 460x460x95 mm | 2 | 1 | N/A | N/A | 0.020102 | 2.9 | 3.8
MOON 40, G | MOON |  |  | 36W (30+6) | 3000K-4000K | 1274857CSTW | 8585054423958 | LED2 1274857CSTW MOON 40, G CASAMBI TW 36W 2CCT 3000K-4000K | 14281.63 | 11803 | 4 | GOLD | 1036 | METAL/PMMA | OPAL | 220-240V/50-60Hz | 750 + 160 mA | CASAMBI TW | N/A | 90+ | < 3 | L80B20 50.000h | 2520lm | 70lm/W | 125lm/W | N/A | G | N/A | 160° | IP 20 | d400 mm | N/A | 70 mm | d400x70 mm | N/A | N/A | 460x460x95 mm | 2 | 1 | N/A | N/A | 0.020102 | 2.9 | 3.8
MOON 40, G | MOON |  |  | 36W (30+6) | 3000K-4000K | 1274857ZBTW | 8585054423965 | LED2 1274857ZBTW MOON 40, G ZIGBEE TW 36W 2CCT 3000K-4000K | 11790.24 | 9744 | 4 | GOLD | 1036 | METAL/PMMA | OPAL | 220-240V/50-60Hz | 750 + 160 mA | ZIGBEE TW | N/A | 90+ | < 3 | L80B20 50.000h | 2520lm | 70lm/W | 125lm/W | N/A | G | N/A | 160° | IP 20 | d400 mm | N/A | 70 mm | d400x70 mm | N/A | N/A | 460x460x95 mm | 2 | 1 | N/A | N/A | 0.020102 | 2.9 | 3.8
MOON 60, W | MOON |  |  | 60W (50+10) | 3000K/4000K | 1274951DT | 8585054423989 | LED2 1274951DT MOON 60, W TRIAC DIM 60W 2CCT 3000K/4000K | 10877.9 | 8990 | 7.5 | WHITE | 9003 | METAL/PMMA | OPAL | 220-240V/50-60Hz | 1200 + 250 mA | TRIAC | N/A | 90+ | < 3 | L80B20 50.000h | 4200lm | 70lm/W | 125lm/W | N/A | G | N/A | 160° | IP 20 | d600 mm | N/A | 70 mm | d600x70 mm | N/A | N/A | 660x660x95 mm | 2 | 1 | N/A | N/A | 0.041382 | 5.5 | 7
MOON 60, W | MOON |  |  | 60W (50+10) | 3000K/4000K | 1274951D | 8585054423996 | LED2 1274951D MOON 60, W DALI/PUSH DIM 60W 2CCT 3000K/4000K | 14036 | 11600 | 7.5 | WHITE | 9003 | METAL/PMMA | OPAL | 220-240V/50-60Hz | 1200 + 250 mA | DALI/PUSH | N/A | 90+ | < 3 | L80B20 50.000h | 4200lm | 70lm/W | 125lm/W | N/A | G | N/A | 160° | IP 20 | d600 mm | N/A | 70 mm | d600x70 mm | N/A | N/A | 660x660x95 mm | 2 | 1 | N/A | N/A | 0.041382 | 5.5 | 7
MOON 60, W | MOON |  |  | 60W (50+10) | 3000K-4000K | 1274951DTW | 8585054424009 | LED2 1274951DTW MOON 60, W DALI TW 60W 2CCT 3000K-4000K | 13790.37 | 11397 | 7.5 | WHITE | 9003 | METAL/PMMA | OPAL | 220-240V/50-60Hz | 1200 + 250 mA | DALI TW/PUSH TW | N/A | 90+ | < 3 | L80B20 50.000h | 4200lm | 70lm/W | 125lm/W | N/A | G | N/A | 160° | IP 20 | d600 mm | N/A | 70 mm | d600x70 mm | N/A | N/A | 660x660x95 mm | 2 | 1 | N/A | N/A | 0.041382 | 5.5 | 7
MOON 60, W | MOON |  |  | 60W (50+10) | 3000K-4000K | 1274951CSTW | 8585054424016 | LED2 1274951CSTW MOON 60, W CASAMBI TW 60W 2CCT 3000K-4000K | 19264.41 | 15921 | 7.5 | WHITE | 9003 | METAL/PMMA | OPAL | 220-240V/50-60Hz | 1200 + 250 mA | CASAMBI TW | N/A | 90+ | < 3 | L80B20 50.000h | 4200lm | 70lm/W | 125lm/W | N/A | G | N/A | 160° | IP 20 | d600 mm | N/A | 70 mm | d600x70 mm | N/A | N/A | 660x660x95 mm | 2 | 1 | N/A | N/A | 0.041382 | 5.5 | 7
MOON 60, W | MOON |  |  | 60W (50+10) | 3000K-4000K | 1274951ZBTW | 8585054424023 | LED2 1274951ZBTW MOON 60, W ZIGBEE TW 60W 2CCT 3000K-4000K | 16773.02 | 13862 | 7.5 | WHITE | 9003 | METAL/PMMA | OPAL | 220-240V/50-60Hz | 1200 + 250 mA | ZIGBEE TW | N/A | 90+ | < 3 | L80B20 50.000h | 4200lm | 70lm/W | 125lm/W | N/A | G | N/A | 160° | IP 20 | d600 mm | N/A | 70 mm | d600x70 mm | N/A | N/A | 660x660x95 mm | 2 | 1 | N/A | N/A | 0.041382 | 5.5 | 7
MOON 60, B | MOON |  |  | 60W (50+10) | 3000K/4000K | 1274953DT | 8585054424047 | LED2 1274953DT MOON 60, B TRIAC DIM 60W 2CCT 3000K/4000K | 10877.9 | 8990 | 7.5 | BLACK | 9017 | METAL/PMMA | OPAL | 220-240V/50-60Hz | 1200 + 250 mA | TRIAC | N/A | 90+ | < 3 | L80B20 50.000h | 4200lm | 70lm/W | 125lm/W | N/A | G | N/A | 160° | IP 20 | d600 mm | N/A | 70 mm | d600x70 mm | N/A | N/A | 660x660x95 mm | 2 | 1 | N/A | N/A | 0.041382 | 5.5 | 7
MOON 60, B | MOON |  |  | 60W (50+10) | 3000K/4000K | 1274953D | 8585054424054 | LED2 1274953D MOON 60, B DALI/PUSH DIM 60W 2CCT 3000K/4000K | 14036 | 11600 | 7.5 | BLACK | 9017 | METAL/PMMA | OPAL | 220-240V/50-60Hz | 1200 + 250 mA | DALI/PUSH | N/A | 90+ | < 3 | L80B20 50.000h | 4200lm | 70lm/W | 125lm/W | N/A | G | N/A | 160° | IP 20 | d600 mm | N/A | 70 mm | d600x70 mm | N/A | N/A | 660x660x95 mm | 2 | 1 | N/A | N/A | 0.041382 | 5.5 | 7
MOON 60, B | MOON |  |  | 60W (50+10) | 3000K-4000K | 1274953DTW | 8585054424061 | LED2 1274953DTW MOON 60, B DALI TW 60W 2CCT 3000K-4000K | 13790.37 | 11397 | 7.5 | BLACK | 9017 | METAL/PMMA | OPAL | 220-240V/50-60Hz | 1200 + 250 mA | DALI TW/PUSH TW | N/A | 90+ | < 3 | L80B20 50.000h | 4200lm | 70lm/W | 125lm/W | N/A | G | N/A | 160° | IP 20 | d600 mm | N/A | 70 mm | d600x70 mm | N/A | N/A | 660x660x95 mm | 2 | 1 | N/A | N/A | 0.041382 | 5.5 | 7
MOON 60, B | MOON |  |  | 60W (50+10) | 3000K-4000K | 1274953CSTW | 8585054424078 | LED2 1274953CSTW MOON 60, B CASAMBI TW 60W 2CCT 3000K-4000K | 19264.41 | 15921 | 7.5 | BLACK | 9017 | METAL/PMMA | OPAL | 220-240V/50-60Hz | 1200 + 250 mA | CASAMBI TW | N/A | 90+ | < 3 | L80B20 50.000h | 4200lm | 70lm/W | 125lm/W | N/A | G | N/A | 160° | IP 20 | d600 mm | N/A | 70 mm | d600x70 mm | N/A | N/A | 660x660x95 mm | 2 | 1 | N/A | N/A | 0.041382 | 5.5 | 7
MOON 60, B | MOON |  |  | 60W (50+10) | 3000K-4000K | 1274953ZBTW | 8585054424085 | LED2 1274953ZBTW MOON 60, B ZIGBEE TW 60W 2CCT 3000K-4000K | 16773.02 | 13862 | 7.5 | BLACK | 9017 | METAL/PMMA | OPAL | 220-240V/50-60Hz | 1200 + 250 mA | ZIGBEE TW | N/A | 90+ | < 3 | L80B20 50.000h | 4200lm | 70lm/W | 125lm/W | N/A | G | N/A | 160° | IP 20 | d600 mm | N/A | 70 mm | d600x70 mm | N/A | N/A | 660x660x95 mm | 2 | 1 | N/A | N/A | 0.041382 | 5.5 | 7
MOON 60, BCH | MOON |  |  | 60W (50+10) | 3000K/4000K | 12749537DT | 8585054424108 | LED2 12749537DT MOON 60, BCH TRIAC DIM 60W 2CCT 3000K/4000K | 10877.9 | 8990 | 7.5 | BLACK/CHAMPAGNE | 9017/1036 | METAL/PMMA | OPAL | 220-240V/50-60Hz | 1200 + 250 mA | TRIAC | N/A | 90+ | < 3 | L80B20 50.000h | 4200lm | 70lm/W | 125lm/W | N/A | G | N/A | 160° | IP 20 | d600 mm | N/A | 70 mm | d600x70 mm | N/A | N/A | 660x660x95 mm | 2 | 1 | N/A | N/A | 0.041382 | 5.5 | 7
MOON 60, BCH | MOON |  |  | 60W (50+10) | 3000K/4000K | 12749537D | 8585054424115 | LED2 12749537D MOON 60, BCH DALI/PUSH DIM 60W 2CCT 3000K/4000K | 14036 | 11600 | 7.5 | BLACK/CHAMPAGNE | 9017/1036 | METAL/PMMA | OPAL | 220-240V/50-60Hz | 1200 + 250 mA | DALI/PUSH | N/A | 90+ | < 3 | L80B20 50.000h | 4200lm | 70lm/W | 125lm/W | N/A | G | N/A | 160° | IP 20 | d600 mm | N/A | 70 mm | d600x70 mm | N/A | N/A | 660x660x95 mm | 2 | 1 | N/A | N/A | 0.041382 | 5.5 | 7
MOON 60, BCH | MOON |  |  | 60W (50+10) | 3000K-4000K | 12749537DTW | 8585054424122 | LED2 12749537DTW MOON 60, BCH DALI TW 60W 2CCT 3000K-4000K | 13790.37 | 11397 | 7.5 | BLACK/CHAMPAGNE | 9017/1036 | METAL/PMMA | OPAL | 220-240V/50-60Hz | 1200 + 250 mA | DALI TW/PUSH TW | N/A | 90+ | < 3 | L80B20 50.000h | 4200lm | 70lm/W | 125lm/W | N/A | G | N/A | 160° | IP 20 | d600 mm | N/A | 70 mm | d600x70 mm | N/A | N/A | 660x660x95 mm | 2 | 1 | N/A | N/A | 0.041382 | 5.5 | 7
MOON 60, BCH | MOON |  |  | 60W (50+10) | 3000K-4000K | 12749537CSTW | 8585054424139 | LED2 12749537CSTW MOON 60, BCH CASAMBI TW 60W 2CCT 3000K-4000K | 19264.41 | 15921 | 7.5 | BLACK/CHAMPAGNE | 9017/1036 | METAL/PMMA | OPAL | 220-240V/50-60Hz | 1200 + 250 mA | CASAMBI TW | N/A | 90+ | < 3 | L80B20 50.000h | 4200lm | 70lm/W | 125lm/W | N/A | G | N/A | 160° | IP 20 | d600 mm | N/A | 70 mm | d600x70 mm | N/A | N/A | 660x660x95 mm | 2 | 1 | N/A | N/A | 0.041382 | 5.5 | 7
MOON 60, BCH | MOON |  |  | 60W (50+10) | 3000K-4000K | 12749537ZBTW | 8585054424146 | LED2 12749537ZBTW MOON 60, BCH ZIGBEE TW 60W 2CCT 3000K-4000K | 16773.02 | 13862 | 7.5 | BLACK/CHAMPAGNE | 9017/1036 | METAL/PMMA | OPAL | 220-240V/50-60Hz | 1200 + 250 mA | ZIGBEE TW | N/A | 90+ | < 3 | L80B20 50.000h | 4200lm | 70lm/W | 125lm/W | N/A | G | N/A | 160° | IP 20 | d600 mm | N/A | 70 mm | d600x70 mm | N/A | N/A | 660x660x95 mm | 2 | 1 | N/A | N/A | 0.041382 | 5.5 | 7
MOON 60, G | MOON |  |  | 60W (50+10) | 3000K/4000K | 1274957DT | 8585054424160 | LED2 1274957DT MOON 60, G TRIAC DIM 60W 2CCT 3000K/4000K | 10877.9 | 8990 | 7.5 | GOLD | 1036 | METAL/PMMA | OPAL | 220-240V/50-60Hz | 1200 + 250 mA | TRIAC | N/A | 90+ | < 3 | L80B20 50.000h | 4200lm | 70lm/W | 125lm/W | N/A | G | N/A | 160° | IP 20 | d600 mm | N/A | 70 mm | d600x70 mm | N/A | N/A | 660x660x95 mm | 2 | 1 | N/A | N/A | 0.041382 | 5.5 | 7
MOON 60, G | MOON |  |  | 60W (50+10) | 3000K/4000K | 1274957D | 8585054424177 | LED2 1274957D MOON 60, G DALI/PUSH DIM 60W 2CCT 3000K/4000K | 14036 | 11600 | 7.5 | GOLD | 1036 | METAL/PMMA | OPAL | 220-240V/50-60Hz | 1200 + 250 mA | DALI/PUSH | N/A | 90+ | < 3 | L80B20 50.000h | 4200lm | 70lm/W | 125lm/W | N/A | G | N/A | 160° | IP 20 | d600 mm | N/A | 70 mm | d600x70 mm | N/A | N/A | 660x660x95 mm | 2 | 1 | N/A | N/A | 0.041382 | 5.5 | 7
MOON 60, G | MOON |  |  | 60W (50+10) | 3000K-4000K | 1274957DTW | 8585054424184 | LED2 1274957DTW MOON 60, G DALI TW 60W 2CCT 3000K-4000K | 13790.37 | 11397 | 7.5 | GOLD | 1036 | METAL/PMMA | OPAL | 220-240V/50-60Hz | 1200 + 250 mA | DALI TW/PUSH TW | N/A | 90+ | < 3 | L80B20 50.000h | 4200lm | 70lm/W | 125lm/W | N/A | G | N/A | 160° | IP 20 | d600 mm | N/A | 70 mm | d600x70 mm | N/A | N/A | 660x660x95 mm | 2 | 1 | N/A | N/A | 0.041382 | 5.5 | 7
MOON 60, G | MOON |  |  | 60W (50+10) | 3000K-4000K | 1274957CSTW | 8585054424191 | LED2 1274957CSTW MOON 60, G CASAMBI TW 60W 2CCT 3000K-4000K | 19264.41 | 15921 | 7.5 | GOLD | 1036 | METAL/PMMA | OPAL | 220-240V/50-60Hz | 1200 + 250 mA | CASAMBI TW | N/A | 90+ | < 3 | L80B20 50.000h | 4200lm | 70lm/W | 125lm/W | N/A | G | N/A | 160° | IP 20 | d600 mm | N/A | 70 mm | d600x70 mm | N/A | N/A | 660x660x95 mm | 2 | 1 | N/A | N/A | 0.041382 | 5.5 | 7
MOON 60, G | MOON |  |  | 60W (50+10) | 3000K-4000K | 1274957ZBTW | 8585054424207 | LED2 1274957ZBTW MOON 60, G ZIGBEE TW 60W 2CCT 3000K-4000K | 16773.02 | 13862 | 7.5 | GOLD | 1036 | METAL/PMMA | OPAL | 220-240V/50-60Hz | 1200 + 250 mA | ZIGBEE TW | N/A | 90+ | < 3 | L80B20 50.000h | 4200lm | 70lm/W | 125lm/W | N/A | G | N/A | 160° | IP 20 | d600 mm | N/A | 70 mm | d600x70 mm | N/A | N/A | 660x660x95 mm | 2 | 1 | N/A | N/A | 0.041382 | 5.5 | 7
MOON 80, W | MOON |  |  | 88W (76+12) | 3000K/4000K | 1275051DT | 8585054424221 | LED2 1275051DT MOON 80, W TRIAC DIM 88W 2CCT 3000K/4000K | 15088.7 | 12470 | 7.5 | WHITE | 9003 | METAL/PMMA | OPAL | 220-240V/50-60Hz | 2x 950 + 300 mA | TRIAC | N/A | 90+ | < 3 | L80B20 50.000h | 6160lm | 70lm/W | 125lm/W | N/A | G | N/A | 160° | IP 20 | d800 mm | N/A | 70 mm | d800x70 mm | N/A | N/A | 860x860x95 mm | 2 | 1 | N/A | N/A | 0.070262 | 8.9 | 11.9
MOON 80, W | MOON |  |  | 88W (76+12) | 3000K/4000K | 1275051D | 8585054424238 | LED2 1275051D MOON 80, W DALI/PUSH 88W 2CCT 3000K/4000K | 18352.07 | 15167 | 7.5 | WHITE | 9003 | METAL/PMMA | OPAL | 220-240V/50-60Hz | 1900 + 300 mA | DALI/PUSH | N/A | 90+ | < 3 | L80B20 50.000h | 6160lm | 70lm/W | 125lm/W | N/A | G | N/A | 160° | IP 20 | d800 mm | N/A | 70 mm | d800x70 mm | N/A | N/A | 860x860x95 mm | 2 | 1 | N/A | N/A | 0.070262 | 8.9 | 11.9
MOON 80, W | MOON |  |  | 88W (76+12) | 3000K-4000K | 1275051DTW | 8585054424245 | LED2 1275051DTW MOON 80, W DALI TW 88W 2CCT 3000K-4000K | 19264.41 | 15921 | 7.5 | WHITE | 9003 | METAL/PMMA | OPAL | 220-240V/50-60Hz | 1900 + 300 mA | DALI TW/PUSH TW | N/A | 90+ | < 3 | L80B20 50.000h | 6160lm | 70lm/W | 125lm/W | N/A | G | N/A | 160° | IP 20 | d800 mm | N/A | 70 mm | d800x70 mm | N/A | N/A | 860x860x95 mm | 2 | 1 | N/A | N/A | 0.070262 | 8.9 | 11.9
MOON 80, W | MOON |  |  | 88W (76+12) | 3000K-4000K | 1275051CSTW | 8585054424252 | LED2 1275051CSTW MOON 80, W CASAMBI TW 88W 2CCT 3000K-4000K | 24738.45 | 20445 | 7.5 | WHITE | 9003 | METAL/PMMA | OPAL | 220-240V/50-60Hz | 1900 + 300 mA | CASAMBI TW | N/A | 90+ | < 3 | L80B20 50.000h | 6160lm | 70lm/W | 125lm/W | N/A | G | N/A | 160° | IP 20 | d800 mm | N/A | 70 mm | d800x70 mm | N/A | N/A | 860x860x95 mm | 2 | 1 | N/A | N/A | 0.070262 | 8.9 | 11.9
MOON 80, W | MOON |  |  | 88W (76+12) | 3000K-4000K | 1275051ZBTW | 8585054424269 | LED2 1275051ZBTW MOON 80, W ZIGBEE TW 88W 2CCT 3000K-4000K | 22247.06 | 18386 | 7.5 | WHITE | 9003 | METAL/PMMA | OPAL | 220-240V/50-60Hz | 1900 + 300 mA | ZIGBEE TW | N/A | 90+ | < 3 | L80B20 50.000h | 6160lm | 70lm/W | 125lm/W | N/A | G | N/A | 160° | IP 20 | d800 mm | N/A | 70 mm | d800x70 mm | N/A | N/A | 860x860x95 mm | 2 | 1 | N/A | N/A | 0.070262 | 8.9 | 11.9
MOON 80, B | MOON |  |  | 88W (76+12) | 3000K/4000K | 1275053DT | 8585054424283 | LED2 1275053DT MOON 80, B TRIAC DIM 88W 2CCT 3000K/4000K | 15088.7 | 12470 | 7.5 | BLACK | 9017 | METAL/PMMA | OPAL | 220-240V/50-60Hz | 2x 950 + 300 mA | TRIAC | N/A | 90+ | < 3 | L80B20 50.000h | 6160lm | 70lm/W | 125lm/W | N/A | G | N/A | 160° | IP 20 | d800 mm | N/A | 70 mm | d800x70 mm | N/A | N/A | 860x860x95 mm | 2 | 1 | N/A | N/A | 0.070262 | 8.9 | 11.9
MOON 80, B | MOON |  |  | 88W (76+12) | 3000K/4000K | 1275053D | 8585054424290 | LED2 1275053D MOON 80, B DALI/PUSH DIM 88W 2CCT 3000K/4000K | 18352.07 | 15167 | 7.5 | BLACK | 9017 | METAL/PMMA | OPAL | 220-240V/50-60Hz | 1900 + 300 mA | DALI/PUSH | N/A | 90+ | < 3 | L80B20 50.000h | 6160lm | 70lm/W | 125lm/W | N/A | G | N/A | 160° | IP 20 | d800 mm | N/A | 70 mm | d800x70 mm | N/A | N/A | 860x860x95 mm | 2 | 1 | N/A | N/A | 0.070262 | 8.9 | 11.9
MOON 80, B | MOON |  |  | 88W (76+12) | 3000K-4000K | 1275053DTW | 8585054424306 | LED2 1275053DTW MOON 80, B DALI TW 88W 2CCT 3000K-4000K | 19264.41 | 15921 | 7.5 | BLACK | 9017 | METAL/PMMA | OPAL | 220-240V/50-60Hz | 1900 + 300 mA | DALI TW/PUSH TW | N/A | 90+ | < 3 | L80B20 50.000h | 6160lm | 70lm/W | 125lm/W | N/A | G | N/A | 160° | IP 20 | d800 mm | N/A | 70 mm | d800x70 mm | N/A | N/A | 860x860x95 mm | 2 | 1 | N/A | N/A | 0.070262 | 8.9 | 11.9
MOON 80, B | MOON |  |  | 88W (76+12) | 3000K-4000K | 1275053CSTW | 8585054424313 | LED2 1275053CSTW MOON 80, B CASAMBI TW 88W 2CCT 3000K-4000K | 24738.45 | 20445 | 7.5 | BLACK | 9017 | METAL/PMMA | OPAL | 220-240V/50-60Hz | 1900 + 300 mA | CASAMBI TW | N/A | 90+ | < 3 | L80B20 50.000h | 6160lm | 70lm/W | 125lm/W | N/A | G | N/A | 160° | IP 20 | d800 mm | N/A | 70 mm | d800x70 mm | N/A | N/A | 860x860x95 mm | 2 | 1 | N/A | N/A | 0.070262 | 8.9 | 11.9
MOON 80, B | MOON |  |  | 88W (76+12) | 3000K-4000K | 1275053ZBTW | 8585054424320 | LED2 1275053ZBTW MOON 80, B ZIGBEE TW 88W 2CCT 3000K-4000K | 22247.06 | 18386 | 7.5 | BLACK | 9017 | METAL/PMMA | OPAL | 220-240V/50-60Hz | 1900 + 300 mA | ZIGBEE TW | N/A | 90+ | < 3 | L80B20 50.000h | 6160lm | 70lm/W | 125lm/W | N/A | G | N/A | 160° | IP 20 | d800 mm | N/A | 70 mm | d800x70 mm | N/A | N/A | 860x860x95 mm | 2 | 1 | N/A | N/A | 0.070262 | 8.9 | 11.9
MOON 80, BCH | MOON |  |  | 88W (76+12) | 3000K/4000K | 12750537DT | 8585054424344 | LED2 12750537DT MOON 80, BCH TRIAC DIM 88W 2CCT 3000K/4000K | 15088.7 | 12470 | 7.5 | BLACK/CHAMPAGNE | 9017/1036 | METAL/PMMA | OPAL | 220-240V/50-60Hz | 2x 950 + 300 mA | TRIAC | N/A | 90+ | < 3 | L80B20 50.000h | 6160lm | 70lm/W | 125lm/W | N/A | G | N/A | 160° | IP 20 | d800 mm | N/A | 70 mm | d800x70 mm | N/A | N/A | 860x860x95 mm | 2 | 1 | N/A | N/A | 0.070262 | 8.9 | 11.9
MOON 80, BCH | MOON |  |  | 88W (76+12) | 3000K/4000K | 12750537D | 8585054424351 | LED2 12750537D MOON 80, BCH DALI/PUSH 88W 2CCT 3000K/4000K | 18352.07 | 15167 | 7.5 | BLACK/CHAMPAGNE | 9017/1036 | METAL/PMMA | OPAL | 220-240V/50-60Hz | 1900 + 300 mA | DALI/PUSH | N/A | 90+ | < 3 | L80B20 50.000h | 6160lm | 70lm/W | 125lm/W | N/A | G | N/A | 160° | IP 20 | d800 mm | N/A | 70 mm | d800x70 mm | N/A | N/A | 860x860x95 mm | 2 | 1 | N/A | N/A | 0.070262 | 8.9 | 11.9
MOON 80, BCH | MOON |  |  | 88W (76+12) | 3000K-4000K | 12750537DTW | 8585054424368 | LED2 12750537DTW MOON 80, BCH DALI TW 88W 2CCT 3000K-4000K | 19264.41 | 15921 | 7.5 | BLACK | 9017 | METAL/PMMA | OPAL | 220-240V/50-60Hz | 1900 + 300 mA | DALI TW/PUSH TW | N/A | 90+ | < 3 | L80B20 50.000h | 6160lm | 70lm/W | 125lm/W | N/A | G | N/A | 160° | IP 20 | d800 mm | N/A | 70 mm | d800x70 mm | N/A | N/A | 860x860x95 mm | 2 | 1 | N/A | N/A | 0.070262 | 8.9 | 11.9
MOON 80, BCH | MOON |  |  | 88W (76+12) | 3000K-4000K | 12750537CSTW | 8585054424375 | LED2 12750537CSTW MOON 80, BCH CASAMBI TW 88W 2CCT 3000K-4000K | 24738.45 | 20445 | 7.5 | BLACK | 9017 | METAL/PMMA | OPAL | 220-240V/50-60Hz | 1900 + 300 mA | CASAMBI TW | N/A | 90+ | < 3 | L80B20 50.000h | 6160lm | 70lm/W | 125lm/W | N/A | G | N/A | 160° | IP 20 | d800 mm | N/A | 70 mm | d800x70 mm | N/A | N/A | 860x860x95 mm | 2 | 1 | N/A | N/A | 0.070262 | 8.9 | 11.9
MOON 80, BCH | MOON |  |  | 88W (76+12) | 3000K-4000K | 12750537ZBTW | 8585054424382 | LED2 12750537ZBTW MOON 80, BCH ZIGBEE TW 88W 2CCT 3000K-4000K | 22247.06 | 18386 | 7.5 | BLACK | 9017 | METAL/PMMA | OPAL | 220-240V/50-60Hz | 1900 + 300 mA | ZIGBEE TW | N/A | 90+ | < 3 | L80B20 50.000h | 6160lm | 70lm/W | 125lm/W | N/A | G | N/A | 160° | IP 20 | d800 mm | N/A | 70 mm | d800x70 mm | N/A | N/A | 860x860x95 mm | 2 | 1 | N/A | N/A | 0.070262 | 8.9 | 11.9
MOON 80, G | MOON |  |  | 88W (76+12) | 3000K/4000K | 1275057DT | 8585054424405 | LED2 1275057DT MOON 80, G TRIAC DIM 88W 2CCT 3000K/4000K | 15088.7 | 12470 | 7.5 | GOLD | 1036 | METAL/PMMA | OPAL | 220-240V/50-60Hz | 2x 950 + 300 mA | TRIAC | N/A | 90+ | < 3 | L80B20 50.000h | 6160lm | 70lm/W | 125lm/W | N/A | G | N/A | 160° | IP 20 | d800 mm | N/A | 70 mm | d800x70 mm | N/A | N/A | 860x860x95 mm | 2 | 1 | N/A | N/A | 0.070262 | 8.9 | 11.9
MOON 80, G | MOON |  |  | 88W (76+12) | 3000K/4000K | 1275057D | 8585054424412 | LED2 1275057D MOON 80, G DALI/PUSH DIM 88W 2CCT 3000K/4000K | 18352.07 | 15167 | 7.5 | GOLD | 1036 | METAL/PMMA | OPAL | 220-240V/50-60Hz | 1900 + 300 mA | DALI/PUSH | N/A | 90+ | < 3 | L80B20 50.000h | 6160lm | 70lm/W | 125lm/W | N/A | G | N/A | 160° | IP 20 | d800 mm | N/A | 70 mm | d800x70 mm | N/A | N/A | 860x860x95 mm | 2 | 1 | N/A | N/A | 0.070262 | 8.9 | 11.9
MOON 80, G | MOON |  |  | 88W (76+12) | 3000K-4000K | 1275057DTW | 8585054424429 | LED2 1275057DTW MOON 80, G DALI TW 88W 2CCT 3000K-4000K | 19264.41 | 15921 | 7.5 | BLACK | 9017 | METAL/PMMA | OPAL | 220-240V/50-60Hz | 1900 + 300 mA | DALI TW/PUSH TW | N/A | 90+ | < 3 | L80B20 50.000h | 6160lm | 70lm/W | 125lm/W | N/A | G | N/A | 160° | IP 20 | d800 mm | N/A | 70 mm | d800x70 mm | N/A | N/A | 860x860x95 mm | 2 | 1 | N/A | N/A | 0.070262 | 8.9 | 11.9
MOON 80, G | MOON |  |  | 88W (76+12) | 3000K-4000K | 1275057CSTW | 8585054424436 | LED2 1275057CSTW MOON 80, G CASAMBI TW 88W 2CCT 3000K-4000K | 24738.45 | 20445 | 7.5 | BLACK | 9017 | METAL/PMMA | OPAL | 220-240V/50-60Hz | 1900 + 300 mA | CASAMBI TW | N/A | 90+ | < 3 | L80B20 50.000h | 6160lm | 70lm/W | 125lm/W | N/A | G | N/A | 160° | IP 20 | d800 mm | N/A | 70 mm | d800x70 mm | N/A | N/A | 860x860x95 mm | 2 | 1 | N/A | N/A | 0.070262 | 8.9 | 11.9
MOON 80, G | MOON |  |  | 88W (76+12) | 3000K-4000K | 1275057ZBTW | 8585054424443 | LED2 1275057ZBTW MOON 80, G ZIGBEE TW 88W 2CCT 3000K-4000K | 22247.06 | 18386 | 7.5 | BLACK | 9017 | METAL/PMMA | OPAL | 220-240V/50-60Hz | 1900 + 300 mA | ZIGBEE TW | N/A | 90+ | < 3 | L80B20 50.000h | 6160lm | 70lm/W | 125lm/W | N/A | G | N/A | 160° | IP 20 | d800 mm | N/A | 70 mm | d800x70 mm | N/A | N/A | 860x860x95 mm | 2 | 1 | N/A | N/A | 0.070262 | 8.9 | 11.9
SATURN 60, W | SATURN |  |  | 50W | 3000K/4000K | 1270551D | 8585054404421 | LED2 1270551D SATURN 60, W DALI/PUSH DIM 50W 2CCT 3000K/4000K | 11790.24 | 9744 | 7.5 | WHITE | 9003 | ALUMINIUM/PMMA | OPAL | 220-240V/50-60Hz | 1300 mA | DALI/PUSH | N/A | 90+ | < 3 | L80B20 50.000h | 3300lm | 66lm/W | 134lm/W | N/A | G | N/A | 160° | IP 20 | d600 mm | N/A | 80 mm | d600x80 mm | N/A | N/A | 650x645x115 mm | 2 | 1 | N/A | N/A | 0.048214 | 3.5 | 4.4
SATURN 60, W | SATURN |  |  | 50W | 3000K/4000K | 1270551DT | 8585054410422 | LED2 1270551DT SATURN 60, W TRIAC DIM 50W 2CCT 3000K/4000K | 9895.38 | 8178 | 7.5 | WHITE | 9003 | ALUMINIUM/PMMA | OPAL | 220-240V/50-60Hz | 1300 mA | TRIAC | N/A | 90+ | < 3 | L80B20 50.000h | 3300lm | 66lm/W | 134lm/W | N/A | G | N/A | 160° | IP 20 | d600 mm | N/A | 80 mm | d600x80 mm | N/A | N/A | 650x645x115 mm | 2 | 1 | N/A | N/A | 0.048214 | 3.5 | 4.4
SATURN 60, W | SATURN |  |  | 50W | 3000K-4000K | 1270551DTW | 8585054429141 | LED2 1270551DTW SATURN 60, W 50W DALI TW 3000K-4000K | 12000.78 | 9918 | 7.5 | WHITE | 9003 | ALUMINIUM/PMMA | OPAL | 220-240V/50-60Hz | 1300 mA | DALI TW/PUSH TW | N/A | 90+ | < 3 | L80B20 50.000h | 3300lm | 66lm/W | 134lm/W | N/A | G | N/A | 160° | IP 20 | d600 mm | N/A | 80 mm | d600x80 mm | N/A | N/A | 650x645x115 mm | 2 | 1 | N/A | N/A | 0.048214 | 3.5 | 4.4
SATURN 60, W | SATURN |  |  | 50W | 3000K-4000K | 1270551CSTW | 8585054429158 | LED2 1270551CSTW SATURN 60, W 50W CASAMBI TW 3000K-4000K | 17474.82 | 14442 | 7.5 | WHITE | 9003 | ALUMINIUM/PMMA | OPAL | 220-240V/50-60Hz | 1300 mA | CASAMBI TW | N/A | 90+ | < 3 | L80B20 50.000h | 3300lm | 66lm/W | 134lm/W | N/A | G | N/A | 160° | IP 20 | d600 mm | N/A | 80 mm | d600x80 mm | N/A | N/A | 650x645x115 mm | 2 | 1 | N/A | N/A | 0.048214 | 3.5 | 4.4
SATURN 60, W | SATURN |  |  | 50W | 3000K-4000K | 1270551ZBTW | 8585054429165 | LED2 1270551ZBTW SATURN 60, W 50W ZIGBEE TW 3000K-4000K | 12632.4 | 10440 | 7.5 | WHITE | 9003 | ALUMINIUM/PMMA | OPAL | 220-240V/50-60Hz | 1300 mA | ZIGBEE TW | N/A | 90+ | < 3 | L80B20 50.000h | 3300lm | 66lm/W | 134lm/W | N/A | G | N/A | 160° | IP 20 | d600 mm | N/A | 80 mm | d600x80 mm | N/A | N/A | 650x645x115 mm | 2 | 1 | N/A | N/A | 0.048214 | 3.5 | 4.4
SATURN 60, B | SATURN |  |  | 50W | 3000K/4000K | 1270553D | 8585054404438 | LED2 1270553D SATURN 60, B DALI/PUSH DIM 50W 2CCT 3000K/4000K | 11790.24 | 9744 | 7.5 | BLACK | 9017 | ALUMINIUM/PMMA | OPAL | 220-240V/50-60Hz | 1300 mA | DALI/PUSH | N/A | 90+ | < 3 | L80B20 50.000h | 3300lm | 66lm/W | 134lm/W | N/A | G | N/A | 160° | IP 20 | d600 mm | N/A | 80 mm | d600x80 mm | N/A | N/A | 650x645x115 mm | 2 | 1 | N/A | N/A | 0.048214 | 3.5 | 4.4
SATURN 60, B | SATURN |  |  | 50W | 3000K/4000K | 1270553DT | 8585054410439 | LED2 1270553DT SATURN 60, B TRIAC DIM 50W 2CCT 3000K/4000K | 9895.38 | 8178 | 7.5 | BLACK | 9017 | ALUMINIUM/PMMA | OPAL | 220-240V/50-60Hz | 1300 mA | TRIAC | N/A | 90+ | < 3 | L80B20 50.000h | 3300lm | 66lm/W | 134lm/W | N/A | G | N/A | 160° | IP 20 | d600 mm | N/A | 80 mm | d600x80 mm | N/A | N/A | 650x645x115 mm | 2 | 1 | N/A | N/A | 0.048214 | 3.5 | 4.4
SATURN 60, B | SATURN |  |  | 50W | 3000K-4000K | 1270553DTW | 8585054429172 | LED2 1270553DTW SATURN 60, B DALI TW 50W 2CCT 3000K-4000K | 12000.78 | 9918 | 7.5 | BLACK | 9017 | ALUMINIUM/PMMA | OPAL | 220-240V/50-60Hz | 1300 mA | DALI TW/PUSH TW | N/A | 90+ | < 3 | L80B20 50.000h | 3300lm | 66lm/W | 134lm/W | N/A | G | N/A | 160° | IP 20 | d600 mm | N/A | 80 mm | d600x80 mm | N/A | N/A | 650x645x115 mm | 2 | 1 | N/A | N/A | 0.048214 | 3.5 | 4.4
SATURN 60, B | SATURN |  |  | 50W | 3000K-4000K | 1270553CSTW | 8585054429189 | LED2 1270553CSTW SATURN 60, B 50W CASAMBI TW 3000K-4000K | 17474.82 | 14442 | 7.5 | BLACK | 9017 | ALUMINIUM/PMMA | OPAL | 220-240V/50-60Hz | 1300 mA | CASAMBI TW | N/A | 90+ | < 3 | L80B20 50.000h | 3300lm | 66lm/W | 134lm/w | N/A | G | N/A | 160° | IP 20 | d600 mm | N/A | 80 mm | d600x80 mm | N/A | N/A | 650x645x115 mm | 2 | 1 | N/A | N/A | 0.048214 | 3.5 | 4.4
SATURN 60, B | SATURN |  |  | 50W | 3000K-4000K | 1270553ZBTW | 8585054429196 | LED2 1270553ZBTW SATURN 60, B 50W ZIGBEE TW 3000K-4000K | 12632.4 | 10440 | 7.5 | BLACK | 9017 | ALUMINIUM/PMMA | OPAL | 220-240V/50-60Hz | 1300 mA | ZIGBEE TW | N/A | 90+ | < 3 | L80B20 50.000h | 3300lm | 66lm/W | 134lm/w | N/A | G | N/A | 160° | IP 20 | d600 mm | N/A | 80 mm | d600x80 mm | N/A | N/A | 650x645x115 mm | 2 | 1 | N/A | N/A | 0.048214 | 3.5 | 4.4
SATURN 80, B | SATURN |  |  | 80W | 3000K/4000K | 1270653 | 8585054403714 | LED2 1270653 SATURN 80, B 80W 2CCT 3000K/4000K | 13965.82 | 11542 | 7.5 | BLACK | 9017 | ALUMINIUM/PMMA | OPAL | 220-240V/50-60Hz | 2x 1050 mA | ON/OFF | N/A | 90+ | < 3 | L80B20 50.000h | 6600lm | 83lm/W | 139lm/W | N/A | G | N/A | 160° | IP 20 | d800 mm | N/A | 80 mm | d800x80 mm | N/A | N/A | 855x845x120 mm | 2 | 1 | N/A | N/A | 0.086697 | 5.2 | 6.7
SATURN 80, B | SATURN |  |  | 80W | 3000K/4000K | 1270653D | 8585054404452 | LED2 1270653D SATURN 80, B DALI/PUSH DIM 80W 2CCT 3000K/4000K | 16948.47 | 14007 | 7.5 | BLACK | 9017 | ALUMINIUM/PMMA | OPAL | 220-240V/50-60Hz | 2100 mA | DALI/PUSH | N/A | 90+ | < 3 | L80B20 50.000h | 6600lm | 83lm/W | 139lm/W | N/A | G | N/A | 160° | IP 20 | d800 mm | N/A | 80 mm | d800x80 mm | N/A | N/A | 855x845x120 mm | 2 | 1 | N/A | N/A | 0.086697 | 5.2 | 6.7
SATURN 80, B | SATURN |  |  | 80W | 3000K/4000K | 1270653DT | 8585054410477 | LED2 1270653DT SATURN 80, B TRIAC DIM 80W 2CCT 3000K/4000K | 14948.34 | 12354 | 7.5 | BLACK | 9017 | ALUMINIUM/PMMA | OPAL | 220-240V/50-60Hz | 2x 1050 mA | TRIAC | N/A | 90+ | < 3 | L80B20 50.000h | 6600lm | 83lm/W | 139lm/W | N/A | G | N/A | 160° | IP 20 | d800 mm | N/A | 80 mm | d800x80 mm | N/A | N/A | 855x845x120 mm | 2 | 1 | N/A | N/A | 0.086697 | 5.2 | 6.7
SATURN 80, B | SATURN |  |  | 80W | 3000K-4000K | 1270653DTW | 8585054415656 | LED2 1270653DTW SATURN 80, B 80W DALI TW 3000K-4000K | 17825.72 | 14732 | 7.5 | BLACK | 9017 | ALUMINIUM/PMMA | OPAL | 220-240V/50-60Hz | 2000 mA | DALI TW/PUSH TW | N/A | 90+ | < 3 | L80B20 50.000h | 6600lm | 83lm/W | 139lm/W | N/A | G | N/A | 160° | IP 20 | d800 mm | N/A | 80 mm | d800x80 mm | N/A | N/A | 855x845x120 mm | 2 | 1 | N/A | N/A | 0.086697 | 5.2 | 6.7
SATURN 80, B | SATURN |  |  | 80W | 3000K-4000K | 1270653CSTW | 8585054415663 | LED2 1270653CSTW SATURN 80, B 80W CASAMBI TW 3000K-4000K | 23299.76 | 19256 | 7.5 | BLACK | 9017 | ALUMINIUM/PMMA | OPAL | 220-240V/50-60Hz | 2000 mA | CASAMBI TW | N/A | 90+ | < 3 | L80B20 50.000h | 6600lm | 83lm/W | 139lm/W | N/A | G | N/A | 160° | IP 20 | d800 mm | N/A | 80 mm | d800x80 mm | N/A | N/A | 855x845x120 mm | 2 | 1 | N/A | N/A | 0.086697 | 5.2 | 6.7
SATURN 80, B | SATURN |  |  | 80W | 3000K-4000K | 1270653ZBTW | 8585054415670 | LED2 1270653ZBTW SATURN 80, B 80W ZIGBEE TW 3000K-4000K | 18176.62 | 15022 | 7.5 | BLACK | 9017 | ALUMINIUM/PMMA | OPAL | 220-240V/50-60Hz | 2000 mA | ZIGBEE TW | N/A | 90+ | < 3 | L80B20 50.000h | 6600lm | 83lm/W | 139lm/W | N/A | G | N/A | 160° | IP 20 | d800 mm | N/A | 80 mm | d800x80 mm | N/A | N/A | 855x845x120 mm | 2 | 1 | N/A | N/A | 0.086697 | 5.2 | 6.7
SATURN SLIM 60, W | SATURN SLIM |  |  | 50W | 3000K/4000K | 1273651D | 8585054414161 | LED2 1273651D SATURN SLIM 60, W DALI/PUSH DIM 50W 2CCT 3000K/4000K | 10316.46 | 8526 | 7.5 | WHITE | 9003 | ALUMINIUM/PMMA | OPAL | 220-240V/50-60Hz | 1300 mA | DALI/PUSH | N/A | 90+ | < 3 | L80B20 50.000h | 3700lm | 74lm/W | 141lm/W | N/A | G | N/A | 160° | IP 20 | d600 mm | N/A | 85 mm | d600x85 mm | N/A | N/A | 640x640x110 mm | 2 | 1 | N/A | N/A | 0.045056 | 3.2 | 4.8
SATURN SLIM 60, W | SATURN SLIM |  |  | 50W | 3000K/4000K | 1273651DT | 8585054414154 | LED2 1273651DT SATURN SLIM 60, W TRIAC DIM 50W 2CCT 3000K/4000K | 8351.42 | 6902 | 7.5 | WHITE | 9003 | ALUMINIUM/PMMA | OPAL | 220-240V/50-60Hz | 1300 mA | TRIAC | N/A | 90+ | < 3 | L80B20 50.000h | 3700lm | 74lm/W | 141lm/W | N/A | G | N/A | 160° | IP 20 | d600 mm | N/A | 85 mm | d600x85 mm | N/A | N/A | 640x640x110 mm | 2 | 1 | N/A | N/A | 0.045056 | 3.2 | 4.8
SATURN SLIM 60, W | SATURN SLIM |  |  | 50W | 3000K-4000K | 1273651DTW | 8585054429202 | LED2 1273651DTW SATURN SLIM 60, W 50W DALI TW 3000K-4000K | 10456.82 | 8642 | 7.5 | WHITE | 9003 | ALUMINIUM/PMMA | OPAL | 220-240V/50-60Hz | 1300 mA | DALI TW/PUSH TW | N/A | 90+ | < 3 | L80B20 50.000h | 3700lm | 74lm/W | 141lm/W | N/A | G | N/A | 160° | IP 20 | d600 mm | N/A | 85 mm | d600x85 mm | N/A | N/A | 640x640x110 mm | 2 | 1 | N/A | N/A | 0.045056 | 3.2 | 4.8
SATURN SLIM 60, W | SATURN SLIM |  |  | 50W | 3000K-4000K | 1273651CSTW | 8585054429219 | LED2 1273651CSTW SATURN SLIM 60, W 50W CASAMBI TW 3000K-4000K | 15930.86 | 13166 | 7.5 | WHITE | 9003 | ALUMINIUM/PMMA | OPAL | 220-240V/50-60Hz | 1300 mA | CASAMBI TW | N/A | 90+ | < 3 | L80B20 50.000h | 3700lm | 74lm/W | 141lm/W | N/A | G | N/A | 160° | IP 20 | d600 mm | N/A | 85 mm | d600x85 mm | N/A | N/A | 640x640x110 mm | 2 | 1 | N/A | N/A | 0.045056 | 3.2 | 4.8
SATURN SLIM 60, W | SATURN SLIM |  |  | 50W | 3000K-4000K | 1273651ZBTW | 8585054429226 | LED2 1273651ZBTW SATURN SLIM 60, W 50W ZIGBEE TW 3000K-4000K | 11088.44 | 9164 | 7.5 | WHITE | 9003 | ALUMINIUM/PMMA | OPAL | 220-240V/50-60Hz | 1300 mA | ZIGBEE TW | N/A | 90+ | < 3 | L80B20 50.000h | 3700lm | 74lm/W | 141lm/W | N/A | G | N/A | 160° | IP 20 | d600 mm | N/A | 85 mm | d600x85 mm | N/A | N/A | 640x640x110 mm | 2 | 1 | N/A | N/A | 0.045056 | 3.2 | 4.8
SATURN SLIM 60, B | SATURN SLIM |  |  | 50W | 3000K/4000K | 1273653D | 8585054414185 | LED2 1273653D SATURN SLIM 60, B DALI/PUSH DIM 50W 2CCT 3000K/4000K | 10316.46 | 8526 | 7.5 | BLACK | 9017 | ALUMINIUM/PMMA | OPAL | 220-240V/50-60Hz | 1300 mA | DALI/PUSH | N/A | 90+ | < 3 | L80B20 50.000h | 3700lm | 74lm/W | 141lm/W | N/A | G | N/A | 160° | IP 20 | d600 mm | N/A | 85 mm | d600x85 mm | N/A | N/A | 640x640x110 mm | 2 | 1 | N/A | N/A | 0.045056 | 3.2 | 4.8
SATURN SLIM 60, B | SATURN SLIM |  |  | 50W | 3000K/4000K | 1273653DT | 8585054414178 | LED2 1273653DT SATURN SLIM 60, B TRIAC DIM 50W 2CCT 3000K/4000K | 8351.42 | 6902 | 7.5 | BLACK | 9017 | ALUMINIUM/PMMA | OPAL | 220-240V/50-60Hz | 1300 mA | TRIAC | N/A | 90+ | < 3 | L80B20 50.000h | 3700lm | 74lm/W | 141lm/W | N/A | G | N/A | 160° | IP 20 | d600 mm | N/A | 85 mm | d600x85 mm | N/A | N/A | 640x640x110 mm | 2 | 1 | N/A | N/A | 0.045056 | 3.2 | 4.8
SATURN SLIM 60, B | SATURN SLIM |  |  | 50W | 3000K-4000K | 1273653DTW | 8585054429233 | LED2 1273653DTW SATURN SLIM 60, B 50W DALI TW 3000K-4000K | 10456.82 | 8642 | 7.5 | BLACK | 9017 | ALUMINIUM/PMMA | OPAL | 220-240V/50-60Hz | 1300 mA | DALI TW/PUSH TW | N/A | 90+ | < 3 | L80B20 50.000h | 3700lm | 74lm/W | 141lm/W | N/A | G | N/A | 160° | IP 20 | d600 mm | N/A | 85 mm | d600x85 mm | N/A | N/A | 640x640x110 mm | 2 | 1 | N/A | N/A | 0.045056 | 3.2 | 4.8
SATURN SLIM 60, B | SATURN SLIM |  |  | 50W | 3000K-4000K | 1273653CSTW | 8585054429240 | LED2 1273653CSTW SATURN SLIM 60, B 50W CASAMBI TW 3000K-4000K | 15930.86 | 13166 | 7.5 | BLACK | 9017 | ALUMINIUM/PMMA | OPAL | 220-240V/50-60Hz | 1300 mA | CASAMBI TW | N/A | 90+ | < 3 | L80B20 50.000h | 3700lm | 74lm/W | 141lm/W | N/A | G | N/A | 160° | IP 20 | d600 mm | N/A | 85 mm | d600x85 mm | N/A | N/A | 640x640x110 mm | 2 | 1 | N/A | N/A | 0.045056 | 3.2 | 4.8
SATURN SLIM 60, B | SATURN SLIM |  |  | 50W | 3000K-4000K | 1273653ZBTW | 8585054429257 | LED2 1273653ZBTW SATURN SLIM 60, B 50W ZIGBEE TW 3000K-4000K | 11088.44 | 9164 | 7.5 | BLACK | 9017 | ALUMINIUM/PMMA | OPAL | 220-240V/50-60Hz | 1300 mA | ZIGBEE TW | N/A | 90+ | < 3 | L80B20 50.000h | 3700lm | 74lm/W | 141lm/W | N/A | G | N/A | 160° | IP 20 | d600 mm | N/A | 85 mm | d600x85 mm | N/A | N/A | 640x640x110 mm | 2 | 1 | N/A | N/A | 0.045056 | 3.2 | 4.8
SATURN SLIM 80, W | SATURN SLIM |  |  | 60W | 3000K/4000K | 1273751D | 8585054414208 | LED2 1273751D SATURN SLIM 80, W DALI/PUSH DIM 60W 2CCT 3000K/4000K | 13404.38 | 11078 | 7.5 | WHITE | 9003 | ALUMINIUM/PMMA | OPAL | 220-240V/50-60Hz | 1500 mA | DALI/PUSH | N/A | 90+ | < 3 | L80B20 50.000h | 4700lm | 78lm/W | 136lm/W | N/A | G | N/A | 160° | IP 20 | d800 mm | N/A | 85 mm | d800x85 mm | N/A | N/A | 840x840x110 mm | 2 | 1 | N/A | N/A | 0.077616 | 4.8 | 6.8
SATURN SLIM 80, W | SATURN SLIM |  |  | 60W | 3000K/4000K | 1273751DT | 8585054414192 | LED2 1273751DT SATURN SLIM 80, W TRIAC DIM 60W 2CCT 3000K/4000K | 11509.52 | 9512 | 7.5 | WHITE | 9003 | ALUMINIUM/PMMA | OPAL | 220-240V/50-60Hz | 2x 750 mA | TRIAC | N/A | 90+ | < 3 | L80B20 50.000h | 4700lm | 78lm/W | 136lm/W | N/A | G | N/A | 160° | IP 20 | d800 mm | N/A | 85 mm | d800x85 mm | N/A | N/A | 840x840x110 mm | 2 | 1 | N/A | N/A | 0.077616 | 4.8 | 6.8
SATURN SLIM 80, W | SATURN SLIM |  |  | 60W | 3000K-4000K | 1273751DTW | 8585054429264 | LED2 1273751DTW SATURN SLIM 80, W 60W DALI TW 3000K-4000K | 14141.27 | 11687 | 7.5 | WHITE | 9003 | ALUMINIUM/PMMA | OPAL | 220-240V/50-60Hz | 1500 mA | DALI TW/PUSH TW | N/A | 90+ | < 3 | L80B20 50.000h | 4700lm | 78lm/W | 136lm/W | N/A | G | N/A | 160° | IP 20 | d800 mm | N/A | 85 mm | d800x85 mm | N/A | N/A | 840x840x110 mm | 2 | 1 | N/A | N/A | 0.077616 | 4.8 | 6.8
SATURN SLIM 80, W | SATURN SLIM |  |  | 60W | 3000K-4000K | 1273751CSTW | 8585054429271 | LED2 1273751CSTW SATURN SLIM 80, W 60W CASAMBI TW 3000K-4000K | 19615.31 | 16211 | 7.5 | WHITE | 9003 | ALUMINIUM/PMMA | OPAL | 220-240V/50-60Hz | 1500 mA | CASAMBI TW | N/A | 90+ | < 3 | L80B20 50.000h | 4700lm | 78lm/W | 136lm/W | N/A | G | N/A | 160° | IP 20 | d800 mm | N/A | 85 mm | d800x85 mm | N/A | N/A | 840x840x110 mm | 2 | 1 | N/A | N/A | 0.077616 | 4.8 | 6.8
SATURN SLIM 80, W | SATURN SLIM |  |  | 60W | 3000K-4000K | 1273751ZBTW | 8585054429288 | LED2 1273751ZBTW SATURN SLIM 80, W 60W ZIGBEE TW 3000K-4000K | 14597.44 | 12064 | 7.5 | WHITE | 9003 | ALUMINIUM/PMMA | OPAL | 220-240V/50-60Hz | 1500 mA | ZIGBEE TW | N/A | 90+ | < 3 | L80B20 50.000h | 4700lm | 78lm/W | 136lm/W | N/A | G | N/A | 160° | IP 20 | d800 mm | N/A | 85 mm | d800x85 mm | N/A | N/A | 840x840x110 mm | 2 | 1 | N/A | N/A | 0.077616 | 4.8 | 6.8
SATURN SLIM 80, B | SATURN SLIM |  |  | 60W | 3000K/4000K | 1273753D | 8585054414222 | LED2 1273753D SATURN SLIM 80, B DALI/PUSH DIM 60W 2CCT 3000K/4000K | 13404.38 | 11078 | 7.5 | BLACK | 9017 | ALUMINIUM/PMMA | OPAL | 220-240V/50-60Hz | 1500 mA | DALI/PUSH | N/A | 90+ | < 3 | L80B20 50.000h | 4700lm | 78lm/W | 136lm/W | N/A | G | N/A | 160° | IP 20 | d800 mm | N/A | 85 mm | d800x85 mm | N/A | N/A | 840x840x110 mm | 2 | 1 | N/A | N/A | 0.077616 | 4.8 | 6.8
SATURN SLIM 80, B | SATURN SLIM |  |  | 60W | 3000K/4000K | 1273753DT | 8585054414215 | LED2 1273753DT SATURN SLIM 80, B TRIAC DIM 60W 2CCT 3000K/4000K | 11509.52 | 9512 | 7.5 | BLACK | 9017 | ALUMINIUM/PMMA | OPAL | 220-240V/50-60Hz | 2x 750 mA | TRIAC | N/A | 90+ | < 3 | L80B20 50.000h | 4700lm | 78lm/W | 136lm/W | N/A | G | N/A | 160° | IP 20 | d800 mm | N/A | 85 mm | d800x85 mm | N/A | N/A | 840x840x110 mm | 2 | 1 | N/A | N/A | 0.077616 | 4.8 | 6.8
SATURN SLIM 80, B | SATURN SLIM |  |  | 60W | 3000K-4000K | 1273753DTW | 8585054429295 | LED2 1273753DTW SATURN SLIM 80, B 60W DALI TW 3000K-4000K | 14141.27 | 11687 | 7.5 | WHITE | 9003 | ALUMINIUM/PMMA | OPAL | 220-240V/50-60Hz | 1500 mA | DALI TW/PUSH TW | N/A | 90+ | < 3 | L80B20 50.000h | 4700lm | 78lm/W | 136lm/W | N/A | G | N/A | 160° | IP 20 | d800 mm | N/A | 85 mm | d800x85 mm | N/A | N/A | 840x840x110 mm | 2 | 1 | N/A | N/A | 0.077616 | 4.8 | 6.8
SATURN SLIM 80, B | SATURN SLIM |  |  | 60W | 3000K-4000K | 1273753CSTW | 8585054429301 | LED2 1273753CSTW SATURN SLIM 80, B 60W CASAMBI TW 3000K-4000K | 19615.31 | 16211 | 7.5 | WHITE | 9003 | ALUMINIUM/PMMA | OPAL | 220-240V/50-60Hz | 1500 mA | CASAMBI TW | N/A | 90+ | < 3 | L80B20 50.000h | 4700lm | 78lm/W | 136lm/W | N/A | G | N/A | 160° | IP 20 | d800 mm | N/A | 85 mm | d800x85 mm | N/A | N/A | 840x840x110 mm | 2 | 1 | N/A | N/A | 0.077616 | 4.8 | 6.8
SATURN SLIM 80, B | SATURN SLIM |  |  | 60W | 3000K-4000K | 1273753ZBTW | 8585054429318 | LED2 1273753ZBTW SATURN SLIM 80, B 60W ZIGBEE TW 3000K-4000K | 14597.44 | 12064 | 7.5 | WHITE | 9003 | ALUMINIUM/PMMA | OPAL | 220-240V/50-60Hz | 1500 mA | ZIGBEE TW | N/A | 90+ | < 3 | L80B20 50.000h | 4700lm | 78lm/W | 136lm/W | N/A | G | N/A | 160° | IP 20 | d800 mm | N/A | 85 mm | d800x85 mm | N/A | N/A | 840x840x110 mm | 2 | 1 | N/A | N/A | 0.077616 | 4.8 | 6.8
MONO/MONO SLIM 40 PRISM | MONO SLIM |  |  | N/A | N/A | 0380100 | 8585054408702 | LED2 0380100 PRISMATIC DIFFUSER MONO 40 | 421.08 | 348 |  | TRANSPARENT | N/A | PS | PRISMATIC | N/A | N/A | N/A | N/A | N/A | N/A | N/A | N/A | N/A | N/A | N/A | N/A | N/A | N/A | IP 20 | N/A | N/A | N/A | N/A | N/A | N/A | 400x400x10 mm | N/A | 1 | N/A | N/A | 0.0016 | 0.2 | 0.2
MONO/MONO SLIM 60 PRISM | MONO SLIM |  |  | N/A | N/A | 0380200 | 8585054408719 | LED2 0380200 PRISMATIC DIFFUSER MONO 60 | 771.98 | 638 |  | TRANSPARENT | N/A | PS | PRISMATIC | N/A | N/A | N/A | N/A | N/A | N/A | N/A | N/A | N/A | N/A | N/A | N/A | N/A | N/A | IP 20 | N/A | N/A | N/A | N/A | N/A | N/A | 600x600x10 mm | N/A | 1 | N/A | N/A | 0.0036 | 0.4 | 0.4
MONO/MONO SLIM 80 PRISM | MONO SLIM |  |  | N/A | N/A | 0380300 | 8585054408726 | LED2 0380300 PRISMATIC DIFFUSER MONO 80 | 1473.78 | 1218 |  | TRANSPARENT | N/A | PS | PRISMATIC | N/A | N/A | N/A | N/A | N/A | N/A | N/A | N/A | N/A | N/A | N/A | N/A | N/A | N/A | IP 20 | N/A | N/A | N/A | N/A | N/A | N/A | 800x800x10 mm | N/A | 1 | N/A | N/A | 0.0064 | 0.8 | 0.8
MONO 100 PRISM | MONO SLIM |  |  | N/A | N/A | 0380400 | 8585054408733 | LED2 0380400 PRISMATIC DIFFUSER MONO 100 | 3473.91 | 2871 |  | TRANSPARENT | N/A | PS | PRISMATIC | N/A | N/A | N/A | N/A | N/A | N/A | N/A | N/A | N/A | N/A | N/A | N/A | N/A | N/A | IP 20 | N/A | N/A | N/A | N/A | N/A | N/A | 1000x1000x10 mm | N/A | 1 | N/A | N/A | 0.01 | 1.5 | 1.5
MONO SLIM 40, W | MONO SLIM |  |  | 30W | 3000K/4000K | 1274251 | 8585054422708 | LED2 1274251 MONO SLIM 40, W 30W 2CCT 3000K/4000K | 2631.75 | 2175 | 4 | WHITE | 9003 | METAL/PMMA | OPAL | 220-240V/50-60Hz | 750 mA | ON/OFF | N/A | 90+ | < 3 | L80B20 50.000h | 2100lm | 70lm/W | 125lm/W | N/A | G | N/A | 160° | IP 20 | d400 mm | N/A | 60 mm | d400x60 mm | N/A | N/A | 435x435x85 mm | 2 | 1 | N/A | N/A | 0.016084 | 1.7 | 2.1
MONO SLIM 40, W | MONO SLIM |  |  | 30W | 3000K/4000K | 1274251D | 8585054422715 | LED2 1274251D MONO SLIM 40, W DALI/PUSH DIM 30W 2CCT 3000K/4000K | 4035.35 | 3335 | 4 | WHITE | 9003 | METAL/PMMA | OPAL | 220-240V/50-60Hz | 750 mA | DALI/PUSH | N/A | 90+ | < 3 | L80B20 50.000h | 2100lm | 70lm/W | 125lm/W | N/A | G | N/A | 160° | IP 20 | d400 mm | N/A | 60 mm | d400x60 mm | N/A | N/A | 435x435x85 mm | 2 | 1 | N/A | N/A | 0.016084 | 1.7 | 2.1
MONO SLIM 40, W | MONO SLIM |  |  | 30W | 3000K/4000K | 1274251DT | 8585054428786 | LED2 1274251DT MONO SLIM 40, W TRIAC DIM 30W 2CCT 3000K/4000K | 3649.36 | 3016 | 4 | WHITE | 9003 | METAL/PMMA | OPAL | 220-240V/50-60Hz | 750 mA | TRIAC | N/A | 90+ | < 3 | L80B20 50.000h | 2100lm | 70lm/W | 125lm/W | N/A | G | N/A | 160° | IP 20 | d400 mm | N/A | 60 mm | d400x60 mm | N/A | N/A | 435x435x85 mm | 2 | 1 | N/A | N/A | 0.016084 | 1.7 | 2.1
MONO SLIM 40, W | MONO SLIM |  |  | 30W | 3000K/4000K | 1274251CS | 8585054422722 | LED2 1274251CS MONO SLIM 40, W 30W CASAMBI 2CCT 3000K/4000K | 9509.39 | 7859 | 4 | WHITE | 9003 | METAL/PMMA | OPAL | 220-240V/50-60Hz | 750 mA | CASAMBI | N/A | 90+ | < 3 | L80B20 50.000h | 2100lm | 70lm/W | 125lm/W | N/A | G | N/A | 160° | IP 20 | d400 mm | N/A | 60 mm | d400x60 mm | N/A | N/A | 435x435x85 mm | 2 | 1 | N/A | N/A | 0.016084 | 1.7 | 2.1
MONO SLIM 40, W | MONO SLIM |  |  | 30W | 3000K/4000K | 1274251ZB | 8585054422739 | LED2 1274251ZB MONO SLIM 40, W 30W ZIGBEE 2CCT 3000K/4000K | 7018 | 5800 | 4 | WHITE | 9003 | METAL/PMMA | OPAL | 220-240V/50-60Hz | 750 mA | ZIGBEE | N/A | 90+ | < 3 | L80B20 50.000h | 2100lm | 70lm/W | 125lm/W | N/A | G | N/A | 160° | IP 20 | d400 mm | N/A | 60 mm | d400x60 mm | N/A | N/A | 435x435x85 mm | 2 | 1 | N/A | N/A | 0.016084 | 1.7 | 2.1
MONO SLIM 40, B | MONO SLIM |  |  | 30W | 3000K/4000K | 1274253 | 8585054422746 | LED2 1274253 MONO SLIM 40, B 30W 2CCT 3000K/4000K | 2631.75 | 2175 | 4 | BLACK | 9017 | METAL/PMMA | OPAL | 220-240V/50-60Hz | 750 mA | ON/OFF | N/A | 90+ | < 3 | L80B20 50.000h | 2100lm | 70lm/W | 125lm/W | N/A | G | N/A | 160° | IP 20 | d400 mm | N/A | 60 mm | d400x60 mm | N/A | N/A | 435x435x85 mm | 2 | 1 | N/A | N/A | 0.016084 | 1.7 | 2.1
MONO SLIM 40, B | MONO SLIM |  |  | 30W | 3000K/4000K | 1274253D | 8585054422753 | LED2 1274253D MONO SLIM 40, B DALI/PUSH DIM 30W 2CCT 3000K/4000K | 4035.35 | 3335 | 4 | BLACK | 9017 | METAL/PMMA | OPAL | 220-240V/50-60Hz | 750 mA | DALI/PUSH | N/A | 90+ | < 3 | L80B20 50.000h | 2100lm | 70lm/W | 125lm/W | N/A | G | N/A | 160° | IP 20 | d400 mm | N/A | 60 mm | d400x60 mm | N/A | N/A | 435x435x85 mm | 2 | 1 | N/A | N/A | 0.016084 | 1.7 | 2.1
MONO SLIM 40, B | MONO SLIM |  |  | 30W | 3000K/4000K | 1274253DT | 8585054428793 | LED2 1274253DT MONO SLIM 40, B TRIAC DIM 30W 2CCT 3000K/4000K | 3649.36 | 3016 | 4 | BLACK | 9017 | METAL/PMMA | OPAL | 220-240V/50-60Hz | 750 mA | TRIAC | N/A | 90+ | < 3 | L80B20 50.000h | 2100lm | 70lm/W | 125lm/W | N/A | G | N/A | 160° | IP 20 | d400 mm | N/A | 60 mm | d400x60 mm | N/A | N/A | 435x435x85 mm | 2 | 1 | N/A | N/A | 0.016084 | 1.7 | 2.1
MONO SLIM 40, B | MONO SLIM |  |  | 30W | 3000K/4000K | 1274253CS | 8585054422760 | LED2 1274253CS MONO SLIM 40, B 30W CASAMBI 2CCT 3000K/4000K | 9509.39 | 7859 | 4 | BLACK | 9017 | METAL/PMMA | OPAL | 220-240V/50-60Hz | 750 mA | CASAMBI | N/A | 90+ | < 3 | L80B20 50.000h | 2100lm | 70lm/W | 125lm/W | N/A | G | N/A | 160° | IP 20 | d400 mm | N/A | 60 mm | d400x60 mm | N/A | N/A | 435x435x85 mm | 2 | 1 | N/A | N/A | 0.016084 | 1.7 | 2.1
MONO SLIM 40, B | MONO SLIM |  |  | 30W | 3000K/4000K | 1274253ZB | 8585054422777 | LED2 1274253ZB MONO SLIM 40, B 30W ZIGBEE 2CCT 3000K/4000K | 7018 | 5800 | 4 | BLACK | 9017 | METAL/PMMA | OPAL | 220-240V/50-60Hz | 750 mA | ZIGBEE | N/A | 90+ | < 3 | L80B20 50.000h | 2100lm | 70lm/W | 125lm/W | N/A | G | N/A | 160° | IP 20 | d400 mm | N/A | 60 mm | d400x60 mm | N/A | N/A | 435x435x85 mm | 2 | 1 | N/A | N/A | 0.016084 | 1.7 | 2.1
MONO SLIM 60, W | MONO SLIM |  |  | 60W | 3000K/4000K | 1274351 | 8585054422784 | LED2 1274351 MONO SLIM 60, W 60W 2CCT 3000K/4000K | 4912.6 | 4060 | 7.5 | WHITE | 9003 | METAL/PMMA | OPAL | 220-240V/50-60Hz | 2x 750 mA | ON/OFF | N/A | 90+ | < 3 | L80B20 50.000h | 4200lm | 70lm/W | 125lm/W | N/A | G | N/A | 160° | IP 20 | d600 mm | N/A | 60 mm | d600x60 mm | N/A | N/A | 640x640x85 mm | 2 | 1 | N/A | N/A | 0.034816 | 3 | 4
MONO SLIM 60, W | MONO SLIM |  |  | 60W | 3000K/4000K | 1274351D | 8585054422791 | LED2 1274351D MONO SLIM 60, W DALI/PUSH DIM 60W 2CCT 3000K/4000K | 7719.8 | 6380 | 7.5 | WHITE | 9003 | METAL/PMMA | OPAL | 220-240V/50-60Hz | 2x 750 mA | DALI/PUSH | N/A | 90+ | < 3 | L80B20 50.000h | 4200lm | 70lm/W | 125lm/W | N/A | G | N/A | 160° | IP 20 | d600 mm | N/A | 60 mm | d600x60 mm | N/A | N/A | 640x640x85 mm | 2 | 1 | N/A | N/A | 0.034816 | 3 | 4
MONO SLIM 60, W | MONO SLIM |  |  | 60W | 3000K/4000K | 1274351DT | 8585054427796 | LED2 1274351DT MONO SLIM 60, W TRIAC DIM 60W 2CCT 3000K/4000K | 6105.66 | 5046 | 7.5 | WHITE | 9003 | METAL/PMMA | OPAL | 220-240V/50-60Hz | 2x 750 mA | TRIAC | N/A | 90+ | < 3 | L80B20 50.000h | 4200lm | 70lm/W | 125lm/W | N/A | G | N/A | 160° | IP 20 | d600 mm | N/A | 60 mm | d600x60 mm | N/A | N/A | 640x640x85 mm | 2 | 1 | N/A | N/A | 0.034816 | 3 | 4
MONO SLIM 60, W | MONO SLIM |  |  | 60W | 3000K/4000K | 1274351CS | 8585054422807 | LED2 1274351CS MONO SLIM 60, W 60W CASAMBI 2CCT 3000K/4000K | 13193.84 | 10904 | 7.5 | WHITE | 9003 | METAL/PMMA | OPAL | 220-240V/50-60Hz | 2x 750 mA | CASAMBI | N/A | 90+ | < 3 | L80B20 50.000h | 4200lm | 70lm/W | 125lm/W | N/A | G | N/A | 160° | IP 20 | d600 mm | N/A | 60 mm | d600x60 mm | N/A | N/A | 640x640x85 mm | 2 | 1 | N/A | N/A | 0.034816 | 3 | 4
MONO SLIM 60, W | MONO SLIM |  |  | 60W | 3000K/4000K | 1274351ZB | 8585054422814 | LED2 1274351ZB MONO SLIM 60, W 60W ZIGBEE 2CCT 3000K/4000K | 10702.45 | 8845 | 7.5 | WHITE | 9003 | METAL/PMMA | OPAL | 220-240V/50-60Hz | 2x 750 mA | ZIGBEE | N/A | 90+ | < 3 | L80B20 50.000h | 4200lm | 70lm/W | 125lm/W | N/A | G | N/A | 160° | IP 20 | d600 mm | N/A | 60 mm | d600x60 mm | N/A | N/A | 640x640x85 mm | 2 | 1 | N/A | N/A | 0.034816 | 3 | 4
MONO SLIM 60, B | MONO SLIM |  |  | 60W | 3000K/4000K | 1274353 | 8585054422821 | LED2 1274353 MONO SLIM 60, B 60W 2CCT 3000K/4000K | 4912.6 | 4060 | 7.5 | BLACK | 9017 | METAL/PMMA | OPAL | 220-240V/50-60Hz | 2x 750 mA | ON/OFF | N/A | 90+ | < 3 | L80B20 50.000h | 4200lm | 70lm/W | 125lm/W | N/A | G | N/A | 160° | IP 20 | d600 mm | N/A | 60 mm | d600x60 mm | N/A | N/A | 640x640x85 mm | 2 | 1 | N/A | N/A | 0.034816 | 3 | 4
MONO SLIM 60, B | MONO SLIM |  |  | 60W | 3000K/4000K | 1274353D | 8585054422838 | LED2 1274353D MONO SLIM 60, B DALI/PUSH DIM 60W 2CCT 3000K/4000K | 7719.8 | 6380 | 7.5 | BLACK | 9017 | METAL/PMMA | OPAL | 220-240V/50-60Hz | 2x 750 mA | DALI/PUSH | N/A | 90+ | < 3 | L80B20 50.000h | 4200lm | 70lm/W | 125lm/W | N/A | G | N/A | 160° | IP 20 | d600 mm | N/A | 60 mm | d600x60 mm | N/A | N/A | 640x640x85 mm | 2 | 1 | N/A | N/A | 0.034816 | 3 | 4
MONO SLIM 60, B | MONO SLIM |  |  | 60W | 3000K/4000K | 1274353DT | 8585054427802 | LED2 1274353DT MONO SLIM 60, B TRIAC DIM 60W 2CCT 3000K/4000K | 6105.66 | 5046 | 7.5 | BLACK | 9017 | METAL/PMMA | OPAL | 220-240V/50-60Hz | 2x 750 mA | TRIAC | N/A | 90+ | < 3 | L80B20 50.000h | 4200lm | 70lm/W | 125lm/W | N/A | G | N/A | 160° | IP 20 | d600 mm | N/A | 60 mm | d600x60 mm | N/A | N/A | 640x640x85 mm | 2 | 1 | N/A | N/A | 0.034816 | 3 | 4
MONO SLIM 60, B | MONO SLIM |  |  | 60W | 3000K/4000K | 1274353CS | 8585054422845 | LED2 1274353CS MONO SLIM 60, B 60W CASAMBI 2CCT 3000K/4000K | 13193.84 | 10904 | 7.5 | BLACK | 9017 | METAL/PMMA | OPAL | 220-240V/50-60Hz | 2x 750 mA | CASAMBI | N/A | 90+ | < 3 | L80B20 50.000h | 4200lm | 70lm/W | 125lm/W | N/A | G | N/A | 160° | IP 20 | d600 mm | N/A | 60 mm | d600x60 mm | N/A | N/A | 640x640x85 mm | 2 | 1 | N/A | N/A | 0.034816 | 3 | 4
MONO SLIM 60, B | MONO SLIM |  |  | 60W | 3000K/4000K | 1274353ZB | 8585054422852 | LED2 1274353ZB MONO SLIM 60, B 60W ZIGBEE 2CCT 3000K/4000K | 10702.45 | 8845 | 7.5 | BLACK | 9017 | METAL/PMMA | OPAL | 220-240V/50-60Hz | 2x 750 mA | ZIGBEE | N/A | 90+ | < 3 | L80B20 50.000h | 4200lm | 70lm/W | 125lm/W | N/A | G | N/A | 160° | IP 20 | d600 mm | N/A | 60 mm | d600x60 mm | N/A | N/A | 640x640x85 mm | 2 | 1 | N/A | N/A | 0.034816 | 3 | 4
MONO SLIM 80, W | MONO SLIM |  |  | 80W | 3000K/4000K | 1274451 | 8585054422869 | LED2 1274451 MONO SLIM 80, W 80W 2CCT 3000K/4000K | 7368.9 | 6090 | 7.5 | WHITE | 9003 | METAL/PMMA | OPAL | 220-240V/50-60Hz | 2x 950 mA | ON/OFF | N/A | 90+ | < 3 | L80B20 50.000h | 5600lm | 70lm/W | 125lm/W | N/A | G | N/A | 160° | IP 20 | d800 mm | N/A | 60 mm | d800x60 mm | N/A | N/A | 840x840x85 mm | 2 | 1 | N/A | N/A | 0.059976 | 5.1 | 6.9
MONO SLIM 80, W | MONO SLIM |  |  | 80W | 3000K/4000K | 1274451D | 8585054422876 | LED2 1274451D MONO SLIM 80, W DALI/PUSH DIM 80W 2CCT 3000K/4000K | 10176.1 | 8410 | 7.5 | WHITE | 9003 | METAL/PMMA | OPAL | 220-240V/50-60Hz | 2x 950 mA | DALI/PUSH | N/A | 90+ | < 3 | L80B20 50.000h | 5600lm | 70lm/W | 125lm/W | N/A | G | N/A | 160° | IP 20 | d800 mm | N/A | 60 mm | d800x60 mm | N/A | N/A | 840x840x85 mm | 2 | 1 | N/A | N/A | 0.059976 | 5.1 | 6.9
MONO SLIM 80, W | MONO SLIM |  |  | 80W | 3000K/4000K | 1274451DT | 8585054427819 | LED2 1274451DT MONO SLIM 80, W TRIAC DIM 80W 2CCT 3000K/4000K | 8561.96 | 7076 | 7.5 | WHITE | 9003 | METAL/PMMA | OPAL | 220-240V/50-60Hz | 2x 950 mA | TRIAC | N/A | 90+ | < 3 | L80B20 50.000h | 5600lm | 70lm/W | 125lm/W | N/A | G | N/A | 160° | IP 20 | d800 mm | N/A | 60 mm | d800x60 mm | N/A | N/A | 840x840x85 mm | 2 | 1 | N/A | N/A | 0.059976 | 5.1 | 6.9
MONO SLIM 80, W | MONO SLIM |  |  | 80W | 3000K/4000K | 1274451CS | 8585054422883 | LED2 1274451CS MONO SLIM 80, W 80W CASAMBI 2CCT 3000K/4000K | 15650.14 | 12934 | 7.5 | WHITE | 9003 | METAL/PMMA | OPAL | 220-240V/50-60Hz | 2x 950 mA | CASAMBI | N/A | 90+ | < 3 | L80B20 50.000h | 5600lm | 70lm/W | 125lm/W | N/A | G | N/A | 160° | IP 20 | d800 mm | N/A | 60 mm | d800x60 mm | N/A | N/A | 840x840x85 mm | 2 | 1 | N/A | N/A | 0.059976 | 5.1 | 6.9
MONO SLIM 80, W | MONO SLIM |  |  | 80W | 3000K/4000K | 1274451ZB | 8585054422890 | LED2 1274451ZB MONO SLIM 80, W 80W ZIGBEE 2CCT 3000K/4000K | 13158.75 | 10875 | 7.5 | WHITE | 9003 | METAL/PMMA | OPAL | 220-240V/50-60Hz | 2x 950 mA | ZIGBEE | N/A | 90+ | < 3 | L80B20 50.000h | 5600lm | 70lm/W | 125lm/W | N/A | G | N/A | 160° | IP 20 | d800 mm | N/A | 60 mm | d800x60 mm | N/A | N/A | 840x840x85 mm | 2 | 1 | N/A | N/A | 0.059976 | 5.1 | 6.9
MONO SLIM 80, B | MONO SLIM |  |  | 80W | 3000K/4000K | 1274453 | 8585054422906 | LED2 1274453 MONO SLIM 80, B 80W 2CCT 3000K/4000K | 7368.9 | 6090 | 7.5 | BLACK | 9017 | METAL/PMMA | OPAL | 220-240V/50-60Hz | 2x 950 mA | ON/OFF | N/A | 90+ | < 3 | L80B20 50.000h | 5600lm | 70lm/W | 125lm/W | N/A | G | N/A | 160° | IP 20 | d800 mm | N/A | 60 mm | d800x60 mm | N/A | N/A | 840x840x85 mm | 2 | 1 | N/A | N/A | 0.059976 | 5.1 | 6.9
MONO SLIM 80, B | MONO SLIM |  |  | 80W | 3000K/4000K | 1274453D | 8585054422913 | LED2 1274453D MONO SLIM 80, B DALI/PUSH DIM 80W 2CCT 3000K/4000K | 10176.1 | 8410 | 7.5 | BLACK | 9017 | METAL/PMMA | OPAL | 220-240V/50-60Hz | 2x 950 mA | DALI/PUSH | N/A | 90+ | < 3 | L80B20 50.000h | 5600lm | 70lm/W | 125lm/W | N/A | G | N/A | 160° | IP 20 | d800 mm | N/A | 60 mm | d800x60 mm | N/A | N/A | 840x840x85 mm | 2 | 1 | N/A | N/A | 0.059976 | 5.1 | 6.9
MONO SLIM 80, B | MONO SLIM |  |  | 80W | 3000K/4000K | 1274453DT | 8585054427826 | LED2 1274453DT MONO SLIM 80, B TRIAC DIM 80W 2CCT 3000K/4000K | 8561.96 | 7076 | 7.5 | BLACK | 9017 | METAL/PMMA | OPAL | 220-240V/50-60Hz | 2x 950 mA | TRIAC | N/A | 90+ | < 3 | L80B20 50.000h | 5600lm | 70lm/W | 125lm/W | N/A | G | N/A | 160° | IP 20 | d800 mm | N/A | 60 mm | d800x60 mm | N/A | N/A | 840x840x85 mm | 2 | 1 | N/A | N/A | 0.059976 | 5.1 | 6.9
MONO SLIM 80, B | MONO SLIM |  |  | 80W | 3000K/4000K | 1274453CS | 8585054422920 | LED2 1274453CS MONO SLIM 80, B 80W CASAMBI 2CCT 3000K/4000K | 15650.14 | 12934 | 7.5 | BLACK | 9017 | METAL/PMMA | OPAL | 220-240V/50-60Hz | 2x 950 mA | CASAMBI | N/A | 90+ | < 3 | L80B20 50.000h | 5600lm | 70lm/W | 125lm/W | N/A | G | N/A | 160° | IP 20 | d800 mm | N/A | 60 mm | d800x60 mm | N/A | N/A | 840x840x85 mm | 2 | 1 | N/A | N/A | 0.059976 | 5.1 | 6.9
MONO SLIM 80, B | MONO SLIM |  |  | 80W | 3000K/4000K | 1274453ZB | 8585054422937 | LED2 1274453ZB MONO SLIM 80, B 80W ZIGBEE 2CCT 3000K/4000K | 13158.75 | 10875 | 7.5 | BLACK | 9017 | METAL/PMMA | OPAL | 220-240V/50-60Hz | 2x 950 mA | ZIGBEE | N/A | 90+ | < 3 | L80B20 50.000h | 5600lm | 70lm/W | 125lm/W | N/A | G | N/A | 160° | IP 20 | d800 mm | N/A | 60 mm | d800x60 mm | N/A | N/A | 840x840x85 mm | 2 | 1 | N/A | N/A | 0.059976 | 5.1 | 6.9
MONO 40, W | MONO |  |  | 30W | 3000K/4000K | 1271251 | 8585054403523 | LED2 1271251 MONO 40, W 30W 2CCT 3000K/4000K | 3438.82 | 2842 | 4 | WHITE | 9003 | METAL/PMMA | OPAL | 220-240V/50-60Hz | 750 mA | ON/OFF | N/A | 90+ | < 3 | L80B20 50.000h | 1900lm | 63lm/W | 146lm/W | N/A | G | N/A | 160° | IP 20 | d400 mm | N/A | 100 mm | d400x100 mm | N/A | N/A | 435x435x145 mm | 2 | 1 | N/A | N/A | 0.027438 | 2.2 | 2.6
MONO 40, W | MONO |  |  | 30W | 3000K/4000K | 1271251D | 8585054404469 | LED2 1271251D MONO 40, W DALI/PUSH DIM 30W 2CCT 3000K/4000K | 4912.6 | 4060 | 4 | WHITE | 9003 | METAL/PMMA | OPAL | 220-240V/50-60Hz | 750 mA | DALI/PUSH | N/A | 90+ | < 3 | L80B20 50.000h | 1900lm | 63lm/W | 146lm/W | N/A | G | N/A | 160° | IP 20 | d400 mm | N/A | 100 mm | d400x100 mm | N/A | N/A | 435x435x145 mm | 2 | 1 | N/A | N/A | 0.027438 | 2.2 | 2.6
MONO 40, W | MONO |  |  | 30W | 3000K/4000K | 1271251DT | 8585054410484 | LED2 1271251DT MONO 40, W TRIAC DIM 30W 2CCT 3000K/4000K | 4456.43 | 3683 | 4 | WHITE | 9003 | METAL/PMMA | OPAL | 220-240V/50-60Hz | 750 mA | TRIAC | N/A | 90+ | < 3 | L80B20 50.000h | 1900lm | 63lm/W | 146lm/W | N/A | G | N/A | 160° | IP 20 | d400 mm | N/A | 100 mm | d400x100 mm | N/A | N/A | 435x435x145 mm | 2 | 1 | N/A | N/A | 0.027438 | 2.2 | 2.6
MONO 40, W | MONO |  |  | 30W | 3000K-4000K | 1271251DTW | 8585054415816 | LED2 1271251DTW MONO 40, W 30W DALI TW 3000K-4000K | 5052.96 | 4176 | 4 | WHITE | 9003 | METAL/PMMA | OPAL | 220-240V/50-60Hz | 750 mA | DALI TW/PUSH TW | N/A | 90+ | < 3 | L80B20 50.000h | 1900lm | 63lm/W | 146lm/W | N/A | G | N/A | 160° | IP 20 | d400 mm | N/A | 100 mm | d400x100 mm | N/A | N/A | 435x435x145 mm | 2 | 1 | N/A | N/A | 0.027438 | 2.2 | 2.6
MONO 40, W | MONO |  |  | 30W | 3000K-4000K | 1271251CSTW | 8585054415823 | LED2 1271251CSTW MONO 40, W 30W CASAMBI TW 3000K-4000K | 10527 | 8700 | 4 | WHITE | 9003 | METAL/PMMA | OPAL | 220-240V/50-60Hz | 750 mA | CASAMBI TW | N/A | 90+ | < 3 | L80B20 50.000h | 1900lm | 63lm/W | 146lm/W | N/A | G | N/A | 160° | IP 20 | d400 mm | N/A | 100 mm | d400x100 mm | N/A | N/A | 435x435x145 mm | 2 | 1 | N/A | N/A | 0.027438 | 2.2 | 2.6
MONO 40, W | MONO |  |  | 30W | 3000K-4000K | 1271251ZBTW | 8585054415830 | LED2 1271251ZBTW MONO 40, W 30W ZIGBEE TW 3000K-4000K | 5719.67 | 4727 | 4 | WHITE | 9003 | METAL/PMMA | OPAL | 220-240V/50-60Hz | 750 mA | ZIGBEE TW | N/A | 90+ | < 3 | L80B20 50.000h | 1900lm | 63lm/W | 146lm/W | N/A | G | N/A | 160° | IP 20 | d400 mm | N/A | 100 mm | d400x100 mm | N/A | N/A | 435x435x145 mm | 2 | 1 | N/A | N/A | 0.027438 | 2.2 | 2.6
MONO 40, B | MONO |  |  | 30W | 3000K/4000K | 1271253 | 8585054403530 | LED2 1271253 MONO 40, B 30W 2CCT 3000K/4000K | 3438.82 | 2842 | 4 | BLACK | 9017 | METAL/PMMA | OPAL | 220-240V/50-60Hz | 750 mA | ON/OFF | N/A | 90+ | < 3 | L80B20 50.000h | 1900lm | 63lm/W | 146lm/w | N/A | G | N/A | 160° | IP 20 | d400 mm | N/A | 100 mm | d400x100 mm | N/A | N/A | 435x435x145 mm | 2 | 1 | N/A | N/A | 0.027438 | 2.2 | 2.6
MONO 40, B | MONO |  |  | 30W | 3000K/4000K | 1271253D | 8585054404476 | LED2 1271253D MONO 40, B DALI/PUSH DIM 30W 2CCT 3000K/4000K | 4912.6 | 4060 | 4 | BLACK | 9017 | METAL/PMMA | OPAL | 220-240V/50-60Hz | 750 mA | DALI/PUSH | N/A | 90+ | < 3 | L80B20 50.000h | 1900lm | 63lm/W | 146lm/w | N/A | G | N/A | 160° | IP 20 | d400 mm | N/A | 100 mm | d400x100 mm | N/A | N/A | 435x435x145 mm | 2 | 1 | N/A | N/A | 0.027438 | 2.2 | 2.6
MONO 40, B | MONO |  |  | 30W | 3000K/4000K | 1271253DT | 8585054410491 | LED2 1271253DT MONO 40, B TRIAC DIM 30W 2CCT 3000K/4000K | 4456.43 | 3683 | 4 | BLACK | 9017 | METAL/PMMA | OPAL | 220-240V/50-60Hz | 750 mA | TRIAC | N/A | 90+ | < 3 | L80B20 50.000h | 1900lm | 63lm/W | 146lm/w | N/A | G | N/A | 160° | IP 20 | d400 mm | N/A | 100 mm | d400x100 mm | N/A | N/A | 435x435x145 mm | 2 | 1 | N/A | N/A | 0.027438 | 2.2 | 2.6
MONO 40, B | MONO |  |  | 30W | 3000K-4000K | 1271253DTW | 8585054415854 | LED2 1271253DTW MONO 40, B 30W DALI TW 3000K-4000K | 5052.96 | 4176 | 4 | BLACK | 9017 | METAL/PMMA | OPAL | 220-240V/50-60Hz | 750 mA | DALI TW/PUSH TW | N/A | 90+ | < 3 | L80B20 50.000h | 1900lm | 63lm/W | 146lm/w | N/A | G | N/A | 160° | IP 20 | d400 mm | N/A | 100 mm | d400x100 mm | N/A | N/A | 435x435x145 mm | 2 | 1 | N/A | N/A | 0.027438 | 2.2 | 2.6
MONO 40, B | MONO |  |  | 30W | 3000K-4000K | 1271253CSTW | 8585054415861 | LED2 1271253CSTW MONO 40, B 30W CASAMBI TW 3000K-4000K | 10527 | 8700 | 4 | BLACK | 9017 | METAL/PMMA | OPAL | 220-240V/50-60Hz | 750 mA | CASAMBI TW | N/A | 90+ | < 3 | L80B20 50.000h | 1900lm | 63lm/W | 146lm/w | N/A | G | N/A | 160° | IP 20 | d400 mm | N/A | 100 mm | d400x100 mm | N/A | N/A | 435x435x145 mm | 2 | 1 | N/A | N/A | 0.027438 | 2.2 | 2.6
MONO 40, B | MONO |  |  | 30W | 3000K-4000K | 1271253ZBTW | 8585054415878 | LED2 1271253ZBTW MONO 40, B 30W ZIGBEE TW 3000K-4000K | 5719.67 | 4727 | 4 | BLACK | 9017 | METAL/PMMA | OPAL | 220-240V/50-60Hz | 750 mA | ZIGBEE TW | N/A | 90+ | < 3 | L80B20 50.000h | 1900lm | 63lm/W | 146lm/w | N/A | G | N/A | 160° | IP 20 | d400 mm | N/A | 100 mm | d400x100 mm | N/A | N/A | 435x435x145 mm | 2 | 1 | N/A | N/A | 0.027438 | 2.2 | 2.6
MONO 60, W | MONO |  |  | 60W | 3000K/4000K | 1271351D | 8585054404483 | LED2 1271351D MONO 60, W DALI/PUSH DIM 60W 2CCT 3000K/4000K | 9895.38 | 8178 | 7.5 | WHITE | 9003 | METAL/PMMA | OPAL | 220-240V/50-60Hz | 1500 mA | DALI/PUSH | N/A | 90+ | < 3 | L80B20 50.000h | 3900lm | 65lm/W | 131lm/W | N/A | G | N/A | 160° | IP 20 | d600 mm | N/A | 100 mm | d600x100 mm | N/A | N/A | 650x640x140 mm | 2 | 1 | N/A | N/A | 0.05824 | 4.1 | 5.1
MONO 60, W | MONO |  |  | 60W | 3000K/4000K | 1271351DT | 8585054410507 | LED2 1271351DT MONO 60, W TRIAC DIM 60W 2CCT 3000K/4000K | 7930.34 | 6554 | 7.5 | WHITE | 9003 | METAL/PMMA | OPAL | 220-240V/50-60Hz | 2x 750 mA | TRIAC | N/A | 90+ | < 3 | L80B20 50.000h | 3900lm | 65lm/W | 131lm/W | N/A | G | N/A | 160° | IP 20 | d600 mm | N/A | 100 mm | d600x100 mm | N/A | N/A | 650x640x140 mm | 2 | 1 | N/A | N/A | 0.05824 | 4.1 | 5.1
MONO 60, W | MONO |  |  | 60W | 3000K-4000K | 1271351DTW | 8585054415892 | LED2 1271351DTW MONO 60, W 60W DALI TW 3000K-4000K | 11158.62 | 9222 | 7.5 | WHITE | 9003 | METAL/PMMA | OPAL | 220-240V/50-60Hz | 2x 750 mA | DALI TW/PUSH TW | N/A | 90+ | < 3 | L80B20 50.000h | 3900lm | 65lm/W | 131lm/W | N/A | G | N/A | 160° | IP 20 | d600 mm | N/A | 100 mm | d600x100 mm | N/A | N/A | 650x640x140 mm | 2 | 1 | N/A | N/A | 0.05824 | 4.1 | 5.1
MONO 60, W | MONO |  |  | 60W | 3000K-4000K | 1271351CSTW | 8585054415908 | LED2 1271351CSTW MONO 60, W 60W CASAMBI TW 3000K-4000K | 16632.66 | 13746 | 7.5 | WHITE | 9003 | METAL/PMMA | OPAL | 220-240V/50-60Hz | 2x 750 mA | CASAMBI TW | N/A | 90+ | < 3 | L80B20 50.000h | 3900lm | 65lm/W | 131lm/W | N/A | G | N/A | 160° | IP 20 | d600 mm | N/A | 100 mm | d600x100 mm | N/A | N/A | 650x640x140 mm | 2 | 1 | N/A | N/A | 0.05824 | 4.1 | 5.1
MONO 60, W | MONO |  |  | 60W | 3000K-4000K | 1271351ZBTW | 8585054415915 | LED2 1271351ZBTW MONO 60, W 60W ZIGBEE TW 3000K-4000K | 14141.27 | 11687 | 7.5 | WHITE | 9003 | METAL/PMMA | OPAL | 220-240V/50-60Hz | 1500 mA | ZIGBEE TW | N/A | 90+ | < 3 | L80B20 50.000h | 3900lm | 65lm/W | 131lm/W | N/A | G | N/A | 160° | IP 20 | d600 mm | N/A | 100 mm | d600x100 mm | N/A | N/A | 650x640x140 mm | 2 | 1 | N/A | N/A | 0.05824 | 4.1 | 5.1
MONO 60, B | MONO |  |  | 60W | 3000K/4000K | 1271353D | 8585054404490 | LED2 1271353D MONO 60, B DALI/PUSH DIM 60W 2CCT 3000K/4000K | 9895.38 | 8178 | 7.5 | BLACK | 9017 | METAL/PMMA | OPAL | 220-240V/50-60Hz | 1500 mA | DALI/PUSH | N/A | 90+ | < 3 | L80B20 50.000h | 3900lm | 65lm/W | 131lm/W | N/A | G | N/A | 160° | IP 20 | d600 mm | N/A | 100 mm | d600x100 mm | N/A | N/A | 650x640x140 mm | 2 | 1 | N/A | N/A | 0.05824 | 4.1 | 5.1
MONO 60, B | MONO |  |  | 60W | 3000K/4000K | 1271353DT | 8585054410514 | LED2 1271353DT MONO 60, B TRIAC DIM 60W 2CCT 3000K/4000K | 7930.34 | 6554 | 7.5 | BLACK | 9017 | METAL/PMMA | OPAL | 220-240V/50-60Hz | 2x 750 mA | TRIAC | N/A | 90+ | < 3 | L80B20 50.000h | 3900lm | 65lm/W | 131lm/W | N/A | G | N/A | 160° | IP 20 | d600 mm | N/A | 100 mm | d600x100 mm | N/A | N/A | 650x640x140 mm | 2 | 1 | N/A | N/A | 0.05824 | 4.1 | 5.1
MONO 60, B | MONO |  |  | 60W | 3000K-4000K | 1271353DTW | 8585054415939 | LED2 1271353DTW MONO 60, B 60W DALI TW 3000K-4000K | 11158.62 | 9222 | 7.5 | BLACK | 9017 | METAL/PMMA | OPAL | 220-240V/50-60Hz | 2x 750 mA | DALI TW/PUSH TW | N/A | 90+ | < 3 | L80B20 50.000h | 3900lm | 65lm/W | 131lm/W | N/A | G | N/A | 160° | IP 20 | d600 mm | N/A | 100 mm | d600x100 mm | N/A | N/A | 650x640x140 mm | 2 | 1 | N/A | N/A | 0.05824 | 4.1 | 5.1
MONO 60, B | MONO |  |  | 60W | 3000K-4000K | 1271353CSTW | 8585054415946 | LED2 1271353CSTW MONO 60, B 60W CASAMBI TW 3000K-4000K | 16632.66 | 13746 | 7.5 | BLACK | 9017 | METAL/PMMA | OPAL | 220-240V/50-60Hz | 2x 750 mA | CASAMBI TW | N/A | 90+ | < 3 | L80B20 50.000h | 3900lm | 65lm/W | 131lm/W | N/A | G | N/A | 160° | IP 20 | d600 mm | N/A | 100 mm | d600x100 mm | N/A | N/A | 650x640x140 mm | 2 | 1 | N/A | N/A | 0.05824 | 4.1 | 5.1
MONO 60, B | MONO |  |  | 60W | 3000K-4000K | 1271353ZBTW | 8585054415953 | LED2 1271353ZBTW MONO 60, B 60W ZIGBEE TW 3000K-4000K | 14141.27 | 11687 | 7.5 | BLACK | 9017 | METAL/PMMA | OPAL | 220-240V/50-60Hz | 1500 mA | ZIGBEE TW | N/A | 90+ | < 3 | L80B20 50.000h | 3900lm | 65lm/W | 131lm/W | N/A | G | N/A | 160° | IP 20 | d600 mm | N/A | 100 mm | d600x100 mm | N/A | N/A | 650x640x140 mm | 2 | 1 | N/A | N/A | 0.05824 | 4.1 | 5.1
MONO 80, W | MONO |  |  | 100W | 3000K/4000K | 1271451D | 8585054409693 | LED2 1271451D MONO 80, W DALI/PUSH DIM 100W 2CCT 3000K/4000K | 17018.65 | 14065 | 7.5 | WHITE | 9003 | METAL/PMMA | OPAL | 220-240V/50-60Hz | 2x 1300 mA | DALI/PUSH | N/A | 90+ | < 3 | L80B20 50.000h | 6400lm | 64lm/W | 130lm/W | N/A | G | N/A | 160° | IP 20 | d800 mm | N/A | 100 mm | d800x100 mm | N/A | N/A | 845x845x140 mm | 2 | 1 | N/A | N/A | 0.099964 | 6.8 | 8.6
MONO 80, W | MONO |  |  | 100W | 3000K/4000K | 1271451DT | 8585054410552 | LED2 1271451DT MONO 80, W TRIAC DIM 100W 2CCT 3000K/4000K | 13088.57 | 10817 | 7.5 | WHITE | 9003 | METAL/PMMA | OPAL | 220-240V/50-60Hz | 2x 1300 mA | TRIAC | N/A | 90+ | < 3 | L80B20 50.000h | 6400lm | 64lm/W | 130lm/W | N/A | G | N/A | 160° | IP 20 | d800 mm | N/A | 100 mm | d800x100 mm | N/A | N/A | 845x845x140 mm | 2 | 1 | N/A | N/A | 0.099964 | 6.8 | 8.6
MONO 80, W | MONO |  |  | 100W | 3000K-4000K | 1271451DTW | 8585054415977 | LED2 1271451DTW MONO 80, W 100W DALI TW 3000K-4000K | 16316.85 | 13485 | 7.5 | WHITE | 9003 | METAL/PMMA | OPAL | 220-240V/50-60Hz | 2x 1300 mA | DALI TW/PUSH TW | N/A | 90+ | < 3 | L80B20 50.000h | 6400lm | 64lm/W | 130lm/W | N/A | G | N/A | 160° | IP 20 | d800 mm | N/A | 100 mm | d800x100 mm | N/A | N/A | 845x845x140 mm | 2 | 1 | N/A | N/A | 0.099964 | 6.8 | 8.6
MONO 80, W | MONO |  |  | 100W | 3000K-4000K | 1271451CSTW | 8585054415984 | LED2 1271451CSTW MONO 80, W 100W CASAMBI TW 3000K-4000K | 21790.89 | 18009 | 7.5 | WHITE | 9003 | METAL/PMMA | OPAL | 220-240V/50-60Hz | 2x 1300 mA | CASAMBI TW | N/A | 90+ | < 3 | L80B20 50.000h | 6400lm | 64lm/W | 130lm/W | N/A | G | N/A | 160° | IP 20 | d800 mm | N/A | 100 mm | d800x100 mm | N/A | N/A | 845x845x140 mm | 2 | 1 | N/A | N/A | 0.099964 | 6.8 | 8.6
MONO 80, W | MONO |  |  | 100W | 3000K-4000K | 1271451ZBTW | 8585054415991 | LED2 1271451ZBTW MONO 80, W 100W ZIGBEE TW 3000K-4000K | 19299.5 | 15950 | 7.5 | WHITE | 9003 | METAL/PMMA | OPAL | 220-240V/50-60Hz | 2x 1300 mA | ZIGBEE TW | N/A | 90+ | < 3 | L80B20 50.000h | 6400lm | 64lm/W | 130lm/W | N/A | G | N/A | 160° | IP 20 | d800 mm | N/A | 100 mm | d800x100 mm | N/A | N/A | 845x845x140 mm | 2 | 1 | N/A | N/A | 0.099964 | 6.8 | 8.6
MONO 80, B | MONO |  |  | 100W | 3000K/4000K | 1271453D | 8585054404513 | LED2 1271453D MONO 80, B DALI/PUSH DIM 100W 2CCT 3000K/4000K | 17018.65 | 14065 | 7.5 | BLACK | 9017 | METAL/PMMA | OPAL | 220-240V/50-60Hz | 2x 1300 mA | DALI/PUSH | N/A | 90+ | < 3 | L80B20 50.000h | 6600lm | 66lm/W | 130lm/W | N/A | G | N/A | 160° | IP 20 | d800 mm | N/A | 100 mm | d800x100 mm | N/A | N/A | 845x845x140 mm | 2 | 1 | N/A | N/A | 0.099964 | 6.8 | 8.6
MONO 80, B | MONO |  |  | 100W | 3000K/4000K | 1271453DT | 8585054410569 | LED2 1271453DT MONO 80, B TRIAC DIM 100W 2CCT 3000K/4000K | 13088.57 | 10817 | 7.5 | BLACK | 9017 | METAL/PMMA | OPAL | 220-240V/50-60Hz | 2x 1300 mA | TRIAC | N/A | 90+ | < 3 | L80B20 50.000h | 6600lm | 66lm/W | 130lm/W | N/A | G | N/A | 160° | IP 20 | d800 mm | N/A | 100 mm | d800x100 mm | N/A | N/A | 845x845x140 mm | 2 | 1 | N/A | N/A | 0.099964 | 6.8 | 8.6
MONO 80, B | MONO |  |  | 100W | 3000K-4000K | 1271453DTW | 8585054416011 | LED2 1271453DTW MONO 80, B 100W DALI TW 3000K-4000K | 16316.85 | 13485 | 7.5 | BLACK | 9017 | METAL/PMMA | OPAL | 220-240V/50-60Hz | 2x 1300 mA | DALI TW/PUSH TW | N/A | 90+ | < 3 | L80B20 50.000h | 6600lm | 66lm/W | 130lm/W | N/A | G | N/A | 160° | IP 20 | d800 mm | N/A | 100 mm | d800x100 mm | N/A | N/A | 845x845x140 mm | 2 | 1 | N/A | N/A | 0.099964 | 6.8 | 8.6
MONO 80, B | MONO |  |  | 100W | 3000K-4000K | 1271453CSTW | 8585054416028 | LED2 1271453CSTW MONO 80, B 100W CASAMBI TW 3000K-4000K | 21790.89 | 18009 | 7.5 | BLACK | 9017 | METAL/PMMA | OPAL | 220-240V/50-60Hz | 2x 1300 mA | CASAMBI TW | N/A | 90+ | < 3 | L80B20 50.000h | 6600lm | 66lm/W | 130lm/W | N/A | G | N/A | 160° | IP 20 | d800 mm | N/A | 100 mm | d800x100 mm | N/A | N/A | 845x845x140 mm | 2 | 1 | N/A | N/A | 0.099964 | 6.8 | 8.6
MONO 80, B | MONO |  |  | 100W | 3000K-4000K | 1271453ZBTW | 8585054416035 | LED2 1271453ZBTW MONO 80, B 100W ZIGBEE TW 3000K-4000K | 19299.5 | 15950 | 7.5 | BLACK | 9017 | METAL/PMMA | OPAL | 220-240V/50-60Hz | 2x 1300 mA | ZIGBEE TW | N/A | 90+ | < 3 | L80B20 50.000h | 6600lm | 66lm/W | 130lm/W | N/A | G | N/A | 160° | IP 20 | d800 mm | N/A | 100 mm | d800x100 mm | N/A | N/A | 845x845x140 mm | 2 | 1 | N/A | N/A | 0.099964 | 6.8 | 8.6
MONO 100, W | MONO |  |  | 153W | 3000K/4000K | 1271551D | 8585054404520 | LED2 1271551D MONO 100, W DALI/PUSH DIM 153W 2CCT 3000K/4000K | 31861.72 | 26332 | 7.5 | WHITE | 9003 | METAL/PMMA | OPAL | 220-240V/50-60Hz | 3x 1300 mA | DALI/PUSH | N/A | 90+ | < 3 | L80B20 50.000h | 10400lm | 68lm/W | 128lm/W | N/A | G | N/A | 160° | IP 20 | d1000 mm | N/A | 100 mm | d1000x100 mm | N/A | N/A | 1085x1065x150 mm | 2 | 1 | N/A | N/A | 0.17333 | 11.5 | 14
MONO 100, W | MONO |  |  | 153W | 3000K/4000K | 1271551DT | 8585054410590 | LED2 1271551DT MONO 100, W TRIAC DIM 153W 2CCT 3000K/4000K | 25966.6 | 21460 | 7.5 | WHITE | 9003 | METAL/PMMA | OPAL | 220-240V/50-60Hz | 3x 1300 mA | TRIAC | N/A | 90+ | < 3 | L80B20 50.000h | 10400lm | 68lm/W | 128lm/W | N/A | G | N/A | 160° | IP 20 | d1000 mm | N/A | 100 mm | d1000x100 mm | N/A | N/A | 1085x1065x150 mm | 2 | 1 | N/A | N/A | 0.17333 | 11.5 | 14
MONO 100, W | MONO |  |  | 153W | 3000K-4000K | 1271551DTW | 8585054416059 | LED2 1271551DTW MONO 100, W 153W DALI TW 3000K-4000K | 30809.02 | 25462 | 7.5 | WHITE | 9003 | METAL/PMMA | OPAL | 220-240V/50-60Hz | 3x 1300 mA | DALI TW/PUSH TW | N/A | 90+ | < 3 | L80B20 50.000h | 10400lm | 68lm/W | 128lm/W | N/A | G | N/A | 160° | IP 20 | d1000 mm | N/A | 100 mm | d1000x100 mm | N/A | N/A | 1085x1065x150 mm | 2 | 1 | N/A | N/A | 0.17333 | 11.5 | 14
MONO 100, W | MONO |  |  | 153W | 3000K-4000K | 1271551CSTW | 8585054416066 | LED2 1271551CSTW MONO 100, W 153W CASAMBI TW 3000K-4000K | 36283.06 | 29986 | 7.5 | WHITE | 9003 | METAL/PMMA | OPAL | 220-240V/50-60Hz | 3x 1300 mA | CASAMBI TW | N/A | 90+ | < 3 | L80B20 50.000h | 10400lm | 68lm/W | 128lm/W | N/A | G | N/A | 160° | IP 20 | d1000 mm | N/A | 100 mm | d1000x100 mm | N/A | N/A | 1085x1065x150 mm | 2 | 1 | N/A | N/A | 0.17333 | 11.5 | 14
MONO 100, W | MONO |  |  | 153W | 3000K-4000K | 1271551ZBTW | 8585054416073 | LED2 1271551ZBTW MONO 100, W 153W ZIGBEE TW 3000K-4000K | 33791.67 | 27927 | 7.5 | WHITE | 9003 | METAL/PMMA | OPAL | 220-240V/50-60Hz | 3x 1300 mA | ZIGBEE TW | N/A | 90+ | < 3 | L80B20 50.000h | 10400lm | 68lm/W | 128lm/W | N/A | G | N/A | 160° | IP 20 | d1000 mm | N/A | 100 mm | d1000x100 mm | N/A | N/A | 1085x1065x150 mm | 2 | 1 | N/A | N/A | 0.17333 | 11.5 | 14
MONO 100, B | MONO |  |  | 153W | 3000K/4000K | 1271553D | 8585054404537 | LED2 1271553D MONO 100, B DALI/PUSH DIM 153W 2CCT 3000K/4000K | 31861.72 | 26332 | 7.5 | BLACK | 9017 | METAL/PMMA | OPAL | 220-240V/50-60Hz | 3x 1300 mA | DALI/PUSH | N/A | 90+ | < 3 | L80B20 50.000h | 10400lm | 68lm/W | 128lm/W | N/A | G | N/A | 160° | IP 20 | d1000 mm | N/A | 100 mm | d1000x100 mm | N/A | N/A | 1085x1065x150 mm | 2 | 1 | N/A | N/A | 0.17333 | 11.5 | 14
MONO 100, B | MONO |  |  | 153W | 3000K/4000K | 1271553DT | 8585054410613 | LED2 1271553DT MONO 100, B TRIAC DIM 153W 2CCT 3000K/4000K | 25966.6 | 21460 | 7.5 | BLACK | 9017 | METAL/PMMA | OPAL | 220-240V/50-60Hz | 3x 1300 mA | TRIAC | N/A | 90+ | < 3 | L80B20 50.000h | 10400lm | 68lm/W | 128lm/W | N/A | G | N/A | 160° | IP 20 | d1000 mm | N/A | 100 mm | d1000x100 mm | N/A | N/A | 1085x1065x150 mm | 2 | 1 | N/A | N/A | 0.17333 | 11.5 | 14
MONO 100, B | MONO |  |  | 153W | 3000K-4000K | 1271553DTW | 8585054416097 | LED2 1271553DTW MONO 100, B 153W DALI TW 3000K-4000K | 30809.02 | 25462 | 7.5 | BLACK | 9017 | METAL/PMMA | OPAL | 220-240V/50-60Hz | 3x 1300 mA | DALI TW/PUSH TW | N/A | 90+ | < 3 | L80B20 50.000h | 10400lm | 68lm/W | 128lm/W | N/A | G | N/A | 160° | IP 20 | d1000 mm | N/A | 100 mm | d1000x100 mm | N/A | N/A | 1085x1065x150 mm | 2 | 1 | N/A | N/A | 0.17333 | 11.5 | 14
MONO 100, B | MONO |  |  | 153W | 3000K-4000K | 1271553CSTW | 8585054416103 | LED2 1271553CSTW MONO 100, B 153W CASAMBI TW 3000K-4000K | 36283.06 | 29986 | 7.5 | BLACK | 9017 | METAL/PMMA | OPAL | 220-240V/50-60Hz | 3x 1300 mA | CASAMBI TW | N/A | 90+ | < 3 | L80B20 50.000h | 10400lm | 68lm/W | 128lm/W | N/A | G | N/A | 160° | IP 20 | d1000 mm | N/A | 100 mm | d1000x100 mm | N/A | N/A | 1085x1065x150 mm | 2 | 1 | N/A | N/A | 0.17333 | 11.5 | 14
MONO 100, B | MONO |  |  | 153W | 3000K-4000K | 1271553ZBTW | 8585054416110 | LED2 1271553ZBTW MONO 100, B 153W ZIGBEE TW 3000K-4000K | 33791.67 | 27927 | 7.5 | BLACK | 9017 | METAL/PMMA | OPAL | 220-240V/50-60Hz | 3x 1300 mA | ZIGBEE TW | N/A | 90+ | < 3 | L80B20 50.000h | 10400lm | 68lm/W | 128lm/W | N/A | G | N/A | 160° | IP 20 | d1000 mm | N/A | 100 mm | d1000x100 mm | N/A | N/A | 1085x1065x150 mm | 2 | 1 | N/A | N/A | 0.17333 | 11.5 | 14
ROMO 40, CF | ROMO |  |  | 30W | 3000K/4000K | 1272458 | 8585054406050 | LED2 1272458 ROMO 40, CF 30W 2CCT 3000K/4000K | 5193.32 | 4292 | 4 | COFFEE | 8025 | ALUMINIUM/PMMA | OPAL | 220-240V/50-60Hz | 750 mA | ON/OFF | N/A | 90+ | < 3 | L80B20 50.000h | 2040lm | 68lm/W | 148lm/w | N/A | G | N/A | 160° | IP 20 | d400 mm | N/A | 100 mm | d400x100 mm | N/A | N/A | 440x440x130 mm | 2 | 1 | N/A | N/A | 0.025168 | 2.2 | 3.3
ROMO 40, CF | ROMO |  |  | 30W | 3000K/4000K | 1272458D | 8585054406067 | LED2 1272458D ROMO 40, CF DALI/PUSH DIM 30W 2CCT 3000K/4000K | 6667.1 | 5510 | 4 | COFFEE | 8025 | ALUMINIUM/PMMA | OPAL | 220-240V/50-60Hz | 750 mA | DALI/PUSH | N/A | 90+ | < 3 | L80B20 50.000h | 2040lm | 68lm/W | 148lm/w | N/A | G | N/A | 160° | IP 20 | d400 mm | N/A | 100 mm | d400x100 mm | N/A | N/A | 440x440x130 mm | 2 | 1 | N/A | N/A | 0.025168 | 2.2 | 3.3
ROMO 40, CF | ROMO |  |  | 30W | 3000K/4000K | 1272458DT | 8585054410620 | LED2 1272458DT ROMO 40, CF TRIAC DIM 30W 2CCT 3000K/4000K | 6210.93 | 5133 | 4 | COFFEE | 8025 | ALUMINIUM/PMMA | OPAL | 220-240V/50-60Hz | 750 mA | TRIAC | N/A | 90+ | < 3 | L80B20 50.000h | 2040lm | 68lm/W | 148lm/w | N/A | G | N/A | 160° | IP 20 | d400 mm | N/A | 100 mm | d400x100 mm | N/A | N/A | 440x440x130 mm | 2 | 1 | N/A | N/A | 0.025168 | 2.2 | 3.3
ROMO 40, CF | ROMO |  |  | 30W | 3000K-4000K | 1272458DTW | 8585054429448 | LED2 1272458DTW ROMO 40, CF DALI TW 30W 2CCT 3000K-4000K | 6807.46 | 5626 | 4 | COFFEE | 8025 | ALUMINIUM/PMMA | OPAL | 220-240V/50-60Hz | 750 mA | DALI TW/PUSH TW | N/A | 90+ | < 3 | L80B20 50.000h | 2040lm | 68lm/W | 148lm/w | N/A | G | N/A | 160° | IP 20 | d400 mm | N/A | 100 mm | d400x100 mm | N/A | N/A | 440x440x130 mm | 2 | 1 | N/A | N/A | 0.025168 | 2.2 | 3.3
ROMO 40, CF | ROMO |  |  | 30W | 3000K-4000K | 1272458CSTW | 8585054429455 | LED2 1272458CSTW ROMO 40, CF CASAMBI TW 30W 2CCT 3000K-4000K | 12281.5 | 10150 | 4 | COFFEE | 8025 | ALUMINIUM/PMMA | OPAL | 220-240V/50-60Hz | 750 mA | CASAMBI TW | N/A | 90+ | < 3 | L80B20 50.000h | 2040lm | 68lm/W | 148lm/w | N/A | G | N/A | 160° | IP 20 | d400 mm | N/A | 100 mm | d400x100 mm | N/A | N/A | 440x440x130 mm | 2 | 1 | N/A | N/A | 0.025168 | 2.2 | 3.3
ROMO 40, CF | ROMO |  |  | 30W | 3000K-4000K | 1272458ZBTW | 8585054429462 | LED2 1272458ZBTW ROMO 40, CF ZIGBEE TW 30W 2CCT 3000K-4000K | 7474.17 | 6177 | 4 | COFFEE | 8025 | ALUMINIUM/PMMA | OPAL | 220-240V/50-60Hz | 750 mA | ZIGBEE TW | N/A | 90+ | < 3 | L80B20 50.000h | 2040lm | 68lm/W | 148lm/w | N/A | G | N/A | 160° | IP 20 | d400 mm | N/A | 100 mm | d400x100 mm | N/A | N/A | 440x440x130 mm | 2 | 1 | N/A | N/A | 0.025168 | 2.2 | 3.3
ROMO 60, CF | ROMO |  |  | 50W | 3000K/4000K | 1272558 | 8585054406074 | LED2 1272558 ROMO 60, CF 50W 2CCT 3000K/4000K | 8000.52 | 6612 | 4 | COFFEE | 8025 | ALUMINIUM/PMMA | OPAL | 220-240V/50-60Hz | 2x 600 mA | ON/OFF | N/A | 90+ | < 3 | L80B20 50.000h | 3400lm | 68lm/W | 151lm/w | N/A | G | N/A | 160° | IP 20 | d600 mm | N/A | 100 mm | d600x100 mm | N/A | N/A | 640x640x130 mm | 2 | 1 | N/A | N/A | 0.053248 | 4.3 | 5.9
ROMO 60, CF | ROMO |  |  | 50W | 3000K/4000K | 1272558D | 8585054406081 | LED2 1272558D ROMO 60, CF DALI/PUSH DIM 50W 2CCT 3000K/4000K | 9895.38 | 8178 | 4 | COFFEE | 8025 | ALUMINIUM/PMMA | OPAL | 220-240V/50-60Hz | 1200 mA | DALI/PUSH | N/A | 90+ | < 3 | L80B20 50.000h | 3400lm | 68lm/W | 151lm/w | N/A | G | N/A | 160° | IP 20 | d600 mm | N/A | 100 mm | d600x100 mm | N/A | N/A | 640x640x130 mm | 2 | 1 | N/A | N/A | 0.053248 | 4.3 | 5.9
ROMO 60, CF | ROMO |  |  | 50W | 3000K/4000K | 1272558DT | 8585054410637 | LED2 1272558DT ROMO 60, CF TRIAC DIM 50W 2CCT 3000K/4000K | 9263.76 | 7656 | 4 | COFFEE | 8025 | ALUMINIUM/PMMA | OPAL | 220-240V/50-60Hz | 1300 mA | TRIAC | N/A | 90+ | < 3 | L80B20 50.000h | 3400lm | 68lm/W | 151lm/w | N/A | G | N/A | 160° | IP 20 | d600 mm | N/A | 100 mm | d600x100 mm | N/A | N/A | 640x640x130 mm | 2 | 1 | N/A | N/A | 0.053248 | 4.3 | 5.9
ROMO 60, CF | ROMO |  |  | 50W | 3000K-4000K | 1272558DTW | 8585054416141 | LED2 1272558DTW ROMO 60, CF 50W DALI TW 3000K-4000K | 10105.92 | 8352 | 4 | COFFEE | 8025 | ALUMINIUM/PMMA | OPAL | 220-240V/50-60Hz | 1200 mA | DALI TW/PUSH TW | N/A | 90+ | < 3 | L80B20 50.000h | 3400lm | 68lm/W | 151lm/w | N/A | G | N/A | 160° | IP 20 | d600 mm | N/A | 100 mm | d600x100 mm | N/A | N/A | 640x640x130 mm | 2 | 1 | N/A | N/A | 0.053248 | 4.3 | 5.9
ROMO 60, CF | ROMO |  |  | 50W | 3000K-4000K | 1272558CSTW | 8585054416158 | LED2 1272558CSTW ROMO 60, CF 50W CASAMBI TW 3000K-4000K | 15579.96 | 12876 | 4 | COFFEE | 8025 | ALUMINIUM/PMMA | OPAL | 220-240V/50-60Hz | 1200 mA | CASAMBI TW | N/A | 90+ | < 3 | L80B20 50.000h | 3400lm | 68lm/W | 151lm/w | N/A | G | N/A | 160° | IP 20 | d600 mm | N/A | 100 mm | d600x100 mm | N/A | N/A | 640x640x130 mm | 2 | 1 | N/A | N/A | 0.053248 | 4.3 | 5.9
ROMO 60, CF | ROMO |  |  | 50W | 3000K-4000K | 1272558ZBTW | 8585054416165 | LED2 1272558ZBTW ROMO 60, CF 50W ZIGBEE TW 3000K-4000K | 10737.54 | 8874 | 7.5 | COFFEE | 8025 | ALUMINIUM/PMMA | OPAL | 220-240V/50-60Hz | 1200 mA | ZIGBEE TW | N/A | 90+ | < 3 | L80B20 50.000h | 3400lm | 68lm/W | 151lm/w | N/A | G | N/A | 160° | IP 20 | d600 mm | N/A | 100 mm | d600x100 mm | N/A | N/A | 640x640x140 mm | 2 | 1 | N/A | N/A | 0.057344 | 4.3 | 5.9
ROMO 80, CF | ROMO |  |  | 80W | 3000K/4000K | 1272658D | 8585054406104 | LED2 1272658D ROMO 80, CF DALI/PUSH DIM 80W 2CCT 3000K/4000K | 14772.89 | 12209 | 7.5 | COFFEE | 8025 | ALUMINIUM/PMMA | OPAL | 220-240V/50-60Hz | 2000 mA | DALI/PUSH | N/A | 90+ | < 3 | L80B20 50.000h | 5440lm | 68lm/W | 127lm/W | N/A | G | N/A | 160° | IP 20 | d800 mm | N/A | 100 mm | d800x100 mm | N/A | N/A | 840x840x130 mm | 2 | 1 | N/A | N/A | 0.091728 | 6.8 | 9.1
ROMO 80, CF | ROMO |  |  | 80W | 3000K/4000K | 1272658DT | 8585054410644 | LED2 1272658DT ROMO 80, CF TRIAC DIM 80W 2CCT 3000K/4000K | 12772.76 | 10556 | 7.5 | COFFEE | 8025 | ALUMINIUM/PMMA | OPAL | 220-240V/50-60Hz | 2x 1050 mA | TRIAC | N/A | 90+ | < 3 | L80B20 50.000h | 5440lm | 68lm/W | 127lm/W | N/A | G | N/A | 160° | IP 20 | d800 mm | N/A | 100 mm | d800x100 mm | N/A | N/A | 840x840x130 mm | 2 | 1 | N/A | N/A | 0.091728 | 6.8 | 9.1
ROMO 80, CF | ROMO |  |  | 80W | 3000K-4000K | 1272658DTW | 8585054416189 | LED2 1272658DTW ROMO 80, CF 80W DALI TW 3000K-4000K | 15650.14 | 12934 | 7.5 | COFFEE | 8025 | ALUMINIUM/PMMA | OPAL | 220-240V/50-60Hz | 2000 mA | DALI TW/PUSH TW | N/A | 90+ | < 3 | L80B20 50.000h | 5440lm | 68lm/W | 127lm/W | N/A | G | N/A | 160° | IP 20 | d800 mm | N/A | 100 mm | d800x100 mm | N/A | N/A | 840x840x130 mm | 2 | 1 | N/A | N/A | 0.091728 | 6.8 | 9.1
ROMO 80, CF | ROMO |  |  | 80W | 3000K-4000K | 1272658CSTW | 8585054416196 | LED2 1272658CSTW ROMO 80, CF 80W CASAMBI TW 3000K-4000K | 21124.18 | 17458 | 7.5 | COFFEE | 8025 | ALUMINIUM/PMMA | OPAL | 220-240V/50-60Hz | 2000 mA | CASAMBI TW | N/A | 90+ | < 3 | L80B20 50.000h | 5440lm | 68lm/W | 127lm/W | N/A | G | N/A | 160° | IP 20 | d800 mm | N/A | 100 mm | d800x100 mm | N/A | N/A | 840x840x130 mm | 2 | 1 | N/A | N/A | 0.091728 | 6.8 | 9.1
ROMO 80, CF | ROMO |  |  | 80W | 3000K-4000K | 1272658ZBTW | 8585054416202 | LED2 1272658ZBTW ROMO 80, CF 80W ZIGBEE TW 3000K-4000K | 16001.04 | 13224 | 7.5 | COFFEE | 8025 | ALUMINIUM/PMMA | OPAL | 220-240V/50-60Hz | 2000 mA | ZIGBEE TW | N/A | 90+ | < 3 | L80B20 50.000h | 5440lm | 68lm/W | 127lm/W | N/A | G | N/A | 160° | IP 20 | d800 mm | N/A | 100 mm | d800x100 mm | N/A | N/A | 840x840x140 mm | 2 | 1 | N/A | N/A | 0.098784 | 6.8 | 9.1
MILA 40, W | MILA |  |  | 30W | 3000K/4000K | 1272051 | 8585054405336 | LED2 1272051 MILA 40, W 30W 2CCT 3000K/4000K | 4140.62 | 3422 | 4 | WHITE | 9003 | METAL/PMMA | OPAL | 220-240V/50-60Hz | 950 mA | ON/OFF | N/A | 90+ | < 3 | L80B20 50.000h | 2010lm | 67lm/W | 129lm/W | N/A | G | N/A | 160° | IP 20 | d400 mm | N/A | 80 mm | d400x80 mm | N/A | N/A | 440x440x115 mm | 2 | 1 | N/A | N/A | 0.022264 | 2.2 | 3.1
MILA 40, W | MILA |  |  | 30W | 3000K/4000K | 1272051D | 8585054405343 | LED2 1272051D MILA 40, W DALI/PUSH DIM 30W 2CCT 3000K/4000K | 6596.92 | 5452 | 4 | WHITE | 9003 | METAL/PMMA | OPAL | 220-240V/50-60Hz | 950 mA | DALI/PUSH | N/A | 90+ | < 3 | L80B20 50.000h | 2010lm | 67lm/W | 124lm/W | N/A | G | N/A | 160° | IP 20 | d400 mm | N/A | 100 mm | d400x100 mm | N/A | N/A | 440x440x115 mm | 2 | 1 | N/A | N/A | 0.022264 | 2.2 | 3.1
MILA 40, W | MILA |  |  | 30W | 3000K/4000K | 1272051DT | 8585054410651 | LED2 1272051DT MILA 40, W TRIAC DIM 30W 2CCT 3000K/4000K | 7719.8 | 6380 | 4 | WHITE | 9003 | METAL/PMMA | OPAL | 220-240V/50-60Hz | 950 mA | TRIAC | N/A | 90+ | < 3 | L80B20 50.000h | 2010lm | 67lm/W | 129lm/W | N/A | G | N/A | 160° | IP 20 | d400 mm | N/A | 100 mm | d400x100 mm | N/A | N/A | 440x440x115 mm | 2 | 1 | N/A | N/A | 0.022264 | 2.2 | 3.1
MILA 40, W | MILA |  |  | 30W | 3000K-4000K | 1272051DTW | 8585054429479 | LED2 1272051DTW MILA 40, W 30W DALI TW 3000K-4000K | 8211.06 | 6786 | 4 | WHITE | 9003 | METAL/PMMA | OPAL | 220-240V/50-60Hz | 950 mA | DALI TW/PUSH TW | N/A | 90+ | < 3 | L80B20 50.000h | 2010lm | 67lm/W | 129lm/W | N/A | G | N/A | 160° | IP 20 | d400 mm | N/A | 100 mm | d400x100 mm | N/A | N/A | 440x440x115 mm | 2 | 1 | N/A | N/A | 0.022264 | 2.2 | 3.1
MILA 40, W | MILA |  |  | 30W | 3000K-4000K | 1272051CSTW | 8585054429486 | LED2 1272051CSTW MILA 40, W 30W CASAMBI TW 3000K-4000K | 13685.1 | 11310 | 4 | WHITE | 9003 | METAL/PMMA | OPAL | 220-240V/50-60Hz | 950 mA | CASAMBI TW | N/A | 90+ | < 3 | L80B20 50.000h | 2010lm | 67lm/W | 129lm/W | N/A | G | N/A | 160° | IP 20 | d400 mm | N/A | 100 mm | d400x100 mm | N/A | N/A | 440x440x115 mm | 2 | 1 | N/A | N/A | 0.022264 | 2.2 | 3.1
MILA 40, W | MILA |  |  | 30W | 3000K-4000K | 1272051ZBTW | 8585054429493 | LED2 1272051ZBTW MILA 40, W 30W ZIGBEE TW 3000K-4000K | 8877.77 | 7337 | 4 | WHITE | 9003 | METAL/PMMA | OPAL | 220-240V/50-60Hz | 950 mA | ZIGBEE TW | N/A | 90+ | < 3 | L80B20 50.000h | 2010lm | 67lm/W | 129lm/W | N/A | G | N/A | 160° | IP 20 | d400 mm | N/A | 100 mm | d400x100 mm | N/A | N/A | 440x440x115 mm | 2 | 1 | N/A | N/A | 0.022264 | 2.2 | 3.1
MILA 40, B | MILA |  |  | 30W | 3000K/4000K | 1272053 | 8585054405350 | LED2 1272053 MILA 40, B 30W 2CCT 3000K/4000K | 4140.62 | 3422 | 4 | BLACK | 9017 | METAL/PMMA | OPAL | 220-240V/50-60Hz | 950 mA | ON/OFF | N/A | 90+ | < 3 | L80B20 50.000h | 2010lm | 67lm/W | 129lm/W | N/A | G | N/A | 160° | IP 20 | d400 mm | N/A | 80 mm | d400x80 mm | N/A | N/A | 440x440x115 mm | 2 | 1 | N/A | N/A | 0.022264 | 2.2 | 3.1
MILA 40, B | MILA |  |  | 30W | 3000K/4000K | 1272053D | 8585054405367 | LED2 1272053D MILA 40, B DALI/PUSH DIM 30W 2CCT 3000K/4000K | 6596.92 | 5452 | 4 | BLACK | 9017 | METAL/PMMA | OPAL | 220-240V/50-60Hz | 950 mA | DALI/PUSH | N/A | 90+ | < 3 | L80B20 50.000h | 2010lm | 67lm/W | 124lm/w | N/A | G | N/A | 160° | IP 20 | d400 mm | N/A | 100 mm | d400x100 mm | N/A | N/A | 440x440x115 mm | 2 | 1 | N/A | N/A | 0.022264 | 2.2 | 3.1
MILA 40, B | MILA |  |  | 30W | 3000K/4000K | 1272053DT | 8585054410668 | LED2 1272053DT MILA 40, B TRIAC DIM 30W 2CCT 3000K/4000K | 7719.8 | 6380 | 4 | BLACK | 9017 | METAL/PMMA | OPAL | 220-240V/50-60Hz | 950 mA | TRIAC | N/A | 90+ | < 3 | L80B20 50.000h | 2010lm | 67lm/W | 129lm/W | N/A | G | N/A | 160° | IP 20 | d400 mm | N/A | 100 mm | d400x100 mm | N/A | N/A | 440x440x115 mm | 2 | 1 | N/A | N/A | 0.022264 | 2.2 | 3.1
MILA 40, B | MILA |  |  | 30W | 3000K-4000K | 1272053DTW | 8585054429509 | LED2 1272053DTW MILA 40, B 30W DALI TW 3000K-4000K | 8211.06 | 6786 | 4 | BLACK | 9017 | METAL/PMMA | OPAL | 220-240V/50-60Hz | 950 mA | DALI TW/PUSH TW | N/A | 90+ | < 3 | L80B20 50.000h | 2010lm | 67lm/W | 129lm/W | N/A | G | N/A | 160° | IP 20 | d400 mm | N/A | 100 mm | d400x100 mm | N/A | N/A | 440x440x115 mm | 2 | 1 | N/A | N/A | 0.022264 | 2.2 | 3.1
MILA 40, B | MILA |  |  | 30W | 3000K-4000K | 1272053CSTW | 8585054429516 | LED2 1272053CSTW MILA 40, B 30W CASAMBI TW 3000K-4000K | 13685.1 | 11310 | 4 | BLACK | 9017 | METAL/PMMA | OPAL | 220-240V/50-60Hz | 950 mA | CASAMBI TW | N/A | 90+ | < 3 | L80B20 50.000h | 2010lm | 67lm/W | 129lm/W | N/A | G | N/A | 160° | IP 20 | d400 mm | N/A | 100 mm | d400x100 mm | N/A | N/A | 440x440x115 mm | 2 | 1 | N/A | N/A | 0.022264 | 2.2 | 3.1
MILA 40, B | MILA |  |  | 30W | 3000K-4000K | 1272053ZBTW | 8585054429523 | LED2 1272053ZBTW MILA 40, B 30W ZIGBEE TW 3000K-4000K | 8877.77 | 7337 | 4 | BLACK | 9017 | METAL/PMMA | OPAL | 220-240V/50-60Hz | 950 mA | ZIGBEE TW | N/A | 90+ | < 3 | L80B20 50.000h | 2010lm | 67lm/W | 129lm/W | N/A | G | N/A | 160° | IP 20 | d400 mm | N/A | 100 mm | d400x100 mm | N/A | N/A | 440x440x115 mm | 2 | 1 | N/A | N/A | 0.022264 | 2.2 | 3.1
MILA 60, W | MILA |  |  | 60W | 3000K/4000K | 1272151D | 8585054405381 | LED2 1272151D MILA 60, W DALI/PUSH DIM 60W 2CCT 3000K/4000K | 12035.87 | 9947 | 7.5 | WHITE | 9003 | METAL/PMMA | OPAL | 220-240V/50-60Hz | 2x 950 mA | DALI/PUSH | N/A | 90+ | < 3 | L80B20 50.000h | 4000lm | 67lm/W | 127lm/W | N/A | G | N/A | 160° | IP 20 | d600 mm | N/A | 100 mm | d600x100 mm | N/A | N/A | 640x640x130 mm | 2 | 1 | N/A | N/A | 0.053248 | 4.25 | 6.1
MILA 60, W | MILA |  |  | 60W | 3000K/4000K | 1272151DT | 8585054410675 | LED2 1272151DT MILA 60, W TRIAC DIM 60W 2CCT 3000K/4000K | 9895.38 | 8178 | 7.5 | WHITE | 9003 | METAL/PMMA | OPAL | 220-240V/50-60Hz | 2x 950 mA | TRIAC | N/A | 90+ | < 3 | L80B20 50.000h | 4000lm | 67lm/W | 127lm/W | N/A | G | N/A | 160° | IP 20 | d600 mm | N/A | 90 mm | d600x90 mm | N/A | N/A | 640x640x130 mm | 2 | 1 | N/A | N/A | 0.053248 | 4.25 | 6.1
MILA 60, W | MILA |  |  | 60W | 3000K-4000K | 1272151DTW | 8585054416264 | LED2 1272151DTW MILA 60, W 60W DALI TW 3000K-4000K | 15264.15 | 12615 | 7.5 | WHITE | 9003 | METAL/PMMA | OPAL | 220-240V/50-60Hz | 2x 950 mA | DALI TW/PUSH TW | N/A | 90+ | < 3 | L80B20 50.000h | 4000lm | 67lm/W | 127lm/W | N/A | G | N/A | 160° | IP 20 | d600 mm | N/A | 100 mm | d600x100 mm | N/A | N/A | 640x640x130 mm | 2 | 1 | N/A | N/A | 0.053248 | 4.25 | 6.1
MILA 60, W | MILA |  |  | 60W | 3000K-4000K | 1272151CSTW | 8585054416271 | LED2 1272151CSTW MILA 60, W 60W CASAMBI TW 3000K-4000K | 20738.19 | 17139 | 7.5 | WHITE | 9003 | METAL/PMMA | OPAL | 220-240V/50-60Hz | 2x 950 mA | CASAMBI TW | N/A | 90+ | < 3 | L80B20 50.000h | 4000lm | 67lm/W | 127lm/W | N/A | G | N/A | 160° | IP 20 | d600 mm | N/A | 100 mm | d600x100 mm | N/A | N/A | 640x640x130 mm | 2 | 1 | N/A | N/A | 0.053248 | 4.25 | 6.1
MILA 60, W | MILA |  |  | 60W | 3000K-4000K | 1272151ZBTW | 8585054416288 | LED2 1272151ZBTW MILA 60, W 60W ZIGBEE TW 3000K-4000K | 18246.8 | 15080 | 7.5 | WHITE | 9003 | METAL/PMMA | OPAL | 220-240V/50-60Hz | 2x 950 mA | ZIGBEE TW | N/A | 90+ | < 3 | L80B20 50.000h | 4000lm | 67lm/W | 127lm/W | N/A | G | N/A | 160° | IP 20 | d600 mm | N/A | 100 mm | d600x100 mm | N/A | N/A | 640x640x130 mm | 2 | 1 | N/A | N/A | 0.053248 | 4.25 | 6.1
MILA 60, B | MILA |  |  | 60W | 3000K/4000K | 1272153D | 8585054405404 | LED2 1272153D MILA 60, B DALI/PUSH DIM 60W 2CCT 3000K/4000K | 12035.87 | 9947 | 7.5 | BLACK | 9017 | METAL/PMMA | OPAL | 220-240V/50-60Hz | 2x 950 mA | DALI/PUSH | N/A | 90+ | < 3 | L80B20 50.000h | 4000lm | 67lm/W | 130lm/W | N/A | G | N/A | 160° | IP 20 | d600 mm | N/A | 100 mm | d600x100 mm | N/A | N/A | 640x640x130 mm | 2 | 1 | N/A | N/A | 0.053248 | 4.25 | 6.1
MILA 60, B | MILA |  |  | 60W | 3000K/4000K | 1272153DT | 8585054410682 | LED2 1272153DT MILA 60, B TRIAC DIM 60W 2CCT 3000K/4000K | 9895.38 | 8178 | 7.5 | BLACK | 9017 | METAL/PMMA | OPAL | 220-240V/50-60Hz | 2x 950 mA | TRIAC | N/A | 90+ | < 3 | L80B20 50.000h | 4000lm | 67lm/W | 130lm/W | N/A | G | N/A | 160° | IP 20 | d600 mm | N/A | 90 mm | d600x90 mm | N/A | N/A | 640x640x130 mm | 2 | 1 | N/A | N/A | 0.053248 | 4.25 | 6.1
MILA 60, B | MILA |  |  | 60W | 3000K-4000K | 1272153DTW | 8585054416301 | LED2 1272153DTW MILA 60, B 60W DALI TW 3000K-4000K | 15264.15 | 12615 | 7.5 | BLACK | 9017 | METAL/PMMA | OPAL | 220-240V/50-60Hz | 2x 950 mA | DALI TW/PUSH TW | N/A | 90+ | < 3 | L80B20 50.000h | 4000lm | 67lm/W | 130lm/W | N/A | G | N/A | 160° | IP 20 | d600 mm | N/A | 100 mm | d600x100 mm | N/A | N/A | 640x640x130 mm | 2 | 1 | N/A | N/A | 0.053248 | 4.25 | 6.1
MILA 60, B | MILA |  |  | 60W | 3000K-4000K | 1272153CSTW | 8585054416318 | LED2 1272153CSTW MILA 60, B 60W CASAMBI TW 3000K-4000K | 20738.19 | 17139 | 7.5 | BLACK | 9017 | METAL/PMMA | OPAL | 220-240V/50-60Hz | 2x 950 mA | CASAMBI TW | N/A | 90+ | < 3 | L80B20 50.000h | 4000lm | 67lm/W | 130lm/W | N/A | G | N/A | 160° | IP 20 | d600 mm | N/A | 100 mm | d600x100 mm | N/A | N/A | 640x640x130 mm | 2 | 1 | N/A | N/A | 0.053248 | 4.25 | 6.1
MILA 60, B | MILA |  |  | 60W | 3000K-4000K | 1272153ZBTW | 8585054416325 | LED2 1272153ZBTW MILA 60, B 60W ZIGBEE TW 3000K-4000K | 18246.8 | 15080 | 7.5 | BLACK | 9017 | METAL/PMMA | OPAL | 220-240V/50-60Hz | 2x 950 mA | ZIGBEE TW | N/A | 90+ | < 3 | L80B20 50.000h | 4000lm | 67lm/W | 130lm/W | N/A | G | N/A | 160° | IP 20 | d600 mm | N/A | 100 mm | d600x100 mm | N/A | N/A | 640x640x130 mm | 2 | 1 | N/A | N/A | 0.053248 | 4.25 | 6.1
MILO 40, W | MILO |  |  | 30W | 3000K/4000K | 1272251 | 8585054405411 | LED2 1272251 MILO 40, W 30W 2CCT 3000K/4000K | 4842.42 | 4002 | 4 | WHITE | 9003 | METAL/PMMA | OPAL | 220-240V/50-60Hz | 950 mA | ON/OFF | N/A | 90+ | < 3 | L80B20 50.000h | 2010lm | 67lm/W | 129lm/W | N/A | G | N/A | 160° | IP 20 | 400 mm | 400 mm | 80 mm | 400x400x80 mm | N/A | N/A | 460x460x120 mm | 2 | 1 | N/A | N/A | 0.025392 | 2.9 | 3.9
MILO 40, W | MILO |  |  | 30W | 3000K/4000K | 1272251D | 8585054405428 | LED2 1272251D MILO 40, W DALI/PUSH DIM 30W 2CCT 3000K/4000K | 6491.65 | 5365 | 4 | WHITE | 9003 | METAL/PMMA | OPAL | 220-240V/50-60Hz | 950 mA | DALI/PUSH | N/A | 90+ | < 3 | L80B20 50.000h | 2010lm | 67lm/W | 129lm/W | N/A | G | N/A | 160° | IP 20 | 400 mm | 400 mm | 80 mm | 400x400x80 mm | N/A | N/A | 460x460x120 mm | 2 | 1 | N/A | N/A | 0.025392 | 2.9 | 3.9
MILO 40, W | MILO |  |  | 30W | 3000K/4000K | 1272251DT | 8585054410699 | LED2 1272251DT MILO 40, W TRIAC DIM 30W 2CCT 3000K/4000K | 5965.3 | 4930 | 4 | WHITE | 9003 | METAL/PMMA | OPAL | 220-240V/50-60Hz | 950 mA | TRIAC | N/A | 90+ | < 3 | L80B20 50.000h | 2010lm | 67lm/W | 129lm/W | N/A | G | N/A | 160° | IP 20 | 400 mm | 400 mm | 80 mm | 400x400x80 mm | N/A | N/A | 460x460x120 mm | 2 | 1 | N/A | N/A | 0.025392 | 2.9 | 3.9
MILO 40, W | MILO |  |  | 30W | 3000K-4000K | 1272251DTW | 8585054416349 | LED2 1272251DTW MILO 40, W 30W DALI TW 3000K-4000K | 6947.82 | 5742 | 4 | WHITE | 9003 | METAL/PMMA | OPAL | 220-240V/50-60Hz | 950 mA | DALI TW/PUSH TW | N/A | 90+ | < 3 | L80B20 50.000h | 2010lm | 67lm/W | 129lm/W | N/A | G | N/A | 160° | IP 20 | 400 mm | 400 mm | 80 mm | 400x400x80 mm | N/A | N/A | 460x460x120 mm | 2 | 1 | N/A | N/A | 0.025392 | 2.9 | 3.9
MILO 40, W | MILO |  |  | 30W | 3000K-4000K | 1272251CSTW | 8585054416363 | LED2 1272251CSTW MILO 40, W 30W CASAMBI TW 3000K-4000K | 12421.86 | 10266 | 4 | WHITE | 9003 | METAL/PMMA | OPAL | 220-240V/50-60Hz | 950 mA | CASAMBI TW | N/A | 90+ | < 3 | L80B20 50.000h | 2010lm | 67lm/W | 129lm/W | N/A | G | N/A | 160° | IP 20 | 400 mm | 400 mm | 80 mm | 400x400x80 mm | N/A | N/A | 460x460x120 mm | 2 | 1 | N/A | N/A | 0.025392 | 2.9 | 3.9
MILO 40, W | MILO |  |  | 30W | 3000K-4000K | 1272251ZBTW | 8585054416370 | LED2 1272251ZBTW MILO 40, W 30W ZIGBEE TW 3000K-4000K | 7579.44 | 6264 | 4 | WHITE | 9003 | METAL/PMMA | OPAL | 220-240V/50-60Hz | 950 mA | ZIGBEE TW | N/A | 90+ | < 3 | L80B20 50.000h | 2010lm | 67lm/W | 129lm/W | N/A | G | N/A | 160° | IP 20 | 400 mm | 400 mm | 80 mm | 400x400x80 mm | N/A | N/A | 460x460x120 mm | 2 | 1 | N/A | N/A | 0.025392 | 2.9 | 3.9
MILO 40, B | MILO |  |  | 30W | 3000K/4000K | 1272253 | 8585054405435 | LED2 1272253 MILO 40, B 30W 2CCT 3000K/4000K | 4842.42 | 4002 | 4 | BLACK | 9017 | METAL/PMMA | OPAL | 220-240V/50-60Hz | 950 mA | ON/OFF | N/A | 90+ | < 3 | L80B20 50.000h | 2010lm | 67lm/W | 129lm/W | N/A | G | N/A | 160° | IP 20 | 400 mm | 400 mm | 80 mm | 400x400x80 mm | N/A | N/A | 460x460x120 mm | 2 | 1 | N/A | N/A | 0.025392 | 2.9 | 3.9
MILO 40, B | MILO |  |  | 30W | 3000K/4000K | 1272253D | 8585054405442 | LED2 1272253D MILO 40, B DALI/PUSH DIM 30W 2CCT 3000K/4000K | 6491.65 | 5365 | 4 | BLACK | 9017 | METAL/PMMA | OPAL | 220-240V/50-60Hz | 950 mA | DALI/PUSH | N/A | 90+ | < 3 | L80B20 50.000h | 2010lm | 67lm/W | 129lm/W | N/A | G | N/A | 160° | IP 20 | 400 mm | 400 mm | 80 mm | 400x400x80 mm | N/A | N/A | 460x460x120 mm | 2 | 1 | N/A | N/A | 0.025392 | 2.9 | 3.9
MILO 40, B | MILO |  |  | 30W | 3000K/4000K | 1272253DT | 8585054410705 | LED2 1272253DT MILO 40, B TRIAC DIM 30W 2CCT 3000K/4000K | 5965.3 | 4930 | 4 | BLACK | 9017 | METAL/PMMA | OPAL | 220-240V/50-60Hz | 950 mA | TRIAC | N/A | 90+ | < 3 | L80B20 50.000h | 2010lm | 67lm/W | 129lm/W | N/A | G | N/A | 160° | IP 20 | 400 mm | 400 mm | 80 mm | 400x400x80 mm | N/A | N/A | 460x460x120 mm | 2 | 1 | N/A | N/A | 0.025392 | 2.9 | 3.9
MILO 40, B | MILO |  |  | 30W | 3000K-4000K | 1272253DTW | 8585054416394 | LED2 1272253DTW MILO 40, B 30W DALI TW 3000K-4000K | 6947.82 | 5742 | 4 | BLACK | 9017 | METAL/PMMA | OPAL | 220-240V/50-60Hz | 950 mA | DALI TW/PUSH TW | N/A | 90+ | < 3 | L80B20 50.000h | 2010lm | 67lm/W | 129lm/W | N/A | G | N/A | 160° | IP 20 | 400 mm | 400 mm | 80 mm | 400x400x80 mm | N/A | N/A | 460x460x120 mm | 2 | 1 | N/A | N/A | 0.025392 | 2.9 | 3.9
MILO 40, B | MILO |  |  | 30W | 3000K-4000K | 1272253CSTW | 8585054416400 | LED2 1272253CSTW MILO 40, B 30W CASAMBI TW 3000K-4000K | 12421.86 | 10266 | 4 | BLACK | 9017 | METAL/PMMA | OPAL | 220-240V/50-60Hz | 950 mA | CASAMBI TW | N/A | 90+ | < 3 | L80B20 50.000h | 2010lm | 67lm/W | 129lm/W | N/A | G | N/A | 160° | IP 20 | 400 mm | 400 mm | 80 mm | 400x400x80 mm | N/A | N/A | 460x460x120 mm | 2 | 1 | N/A | N/A | 0.025392 | 2.9 | 3.9
MILO 40, B | MILO |  |  | 30W | 3000K-4000K | 1272253ZBTW | 8585054416417 | LED2 1272253ZBTW MILO 40, B 30W ZIGBEE TW 3000K-4000K | 7579.44 | 6264 | 4 | BLACK | 9017 | METAL/PMMA | OPAL | 220-240V/50-60Hz | 950 mA | ZIGBEE TW | N/A | 90+ | < 3 | L80B20 50.000h | 2010lm | 67lm/W | 129lm/W | N/A | G | N/A | 160° | IP 20 | 400 mm | 400 mm | 80 mm | 400x400x80 mm | N/A | N/A | 460x460x120 mm | 2 | 1 | N/A | N/A | 0.025392 | 2.9 | 3.9
MILO 60, W | MILO |  |  | 60W | 3000K/4000K | 1272351D | 8585054405466 | LED2 1272351D MILO 60, W DALI/PUSH DIM 60W 2CCT 3000K/4000K | 11334.07 | 9367 | 7.5 | WHITE | 9003 | METAL/PMMA | OPAL | 220-240V/50-60Hz | 1400 mA | DALI/PUSH | N/A | 90+ | < 3 | L80B20 50.000h | 4000lm | 67lm/W | 130lm/W | N/A | G | N/A | 160° | IP 20 | 600 mm | 600 mm | 80 mm | 600x600x80 mm | N/A | N/A | 660x660x120 mm | 2 | 1 | N/A | N/A | 0.052272 | 5.5 | 7.3
MILO 60, W | MILO |  |  | 60W | 3000K/4000K | 1272351DT | 8585054410712 | LED2 1272351DT MILO 60, W TRIAC DIM 60W 2CCT 3000K/4000K | 9439.21 | 7801 | 7.5 | WHITE | 9003 | METAL/PMMA | OPAL | 220-240V/50-60Hz | 2x 750 mA | TRIAC | N/A | 90+ | < 3 | L80B20 50.000h | 4000lm | 67lm/W | 130lm/W | N/A | G | N/A | 160° | IP 20 | 600 mm | 600 mm | 80 mm | 600x600x80 mm | N/A | N/A | 660x660x120 mm | 2 | 1 | N/A | N/A | 0.052272 | 5.5 | 7.3
MILO 60, W | MILO |  |  | 60W | 3000K-4000K | 1272351DTW | 8585054416431 | LED2 1272351DTW MILO 60, W 60W DALI TW 3000K-4000K | 12070.96 | 9976 | 7.5 | WHITE | 9003 | METAL/PMMA | OPAL | 220-240V/50-60Hz | 1400 mA | DALI TW/PUSH TW | N/A | 90+ | < 3 | L80B20 50.000h | 4000lm | 67lm/W | 130lm/W | N/A | G | N/A | 160° | IP 20 | 600 mm | 600 mm | 80 mm | 600x600x80 mm | N/A | N/A | 660x660x120 mm | 2 | 1 | N/A | N/A | 0.052272 | 5.5 | 7.3
MILO 60, W | MILO |  |  | 60W | 3000K-4000K | 1272351CSTW | 8585054416448 | LED2 1272351CSTW MILO 60, W 60W CASAMBI TW 3000K-4000K | 17545 | 14500 | 7.5 | WHITE | 9003 | METAL/PMMA | OPAL | 220-240V/50-60Hz | 1400 mA | CASAMBI TW | N/A | 90+ | < 3 | L80B20 50.000h | 4000lm | 67lm/W | 130lm/W | N/A | G | N/A | 160° | IP 20 | 600 mm | 600 mm | 80 mm | 600x600x80 mm | N/A | N/A | 660x660x120 mm | 2 | 1 | N/A | N/A | 0.052272 | 5.5 | 7.3
MILO 60, W | MILO |  |  | 60W | 3000K-4000K | 1272351ZBTW | 8585054416455 | LED2 1272351ZBTW MILO 60, W 60W ZIGBEE TW 3000K-4000K | 12527.13 | 10353 | 7.5 | WHITE | 9003 | METAL/PMMA | OPAL | 220-240V/50-60Hz | 1400 mA | ZIGBEE TW | N/A | 90+ | < 3 | L80B20 50.000h | 4000lm | 67lm/W | 130lm/W | N/A | G | N/A | 160° | IP 20 | 600 mm | 600 mm | 80 mm | 600x600x80 mm | N/A | N/A | 660x660x120 mm | 2 | 1 | N/A | N/A | 0.052272 | 5.5 | 7.3
MILO 60, B | MILO |  |  | 60W | 3000K/4000K | 1272353D | 8585054405480 | LED2 1272353D MILO 60, B DALI/PUSH DIM 60W 2CCT 3000K/4000K | 11334.07 | 9367 | 7.5 | BLACK | 9017 | METAL/PMMA | OPAL | 220-240V/50-60Hz | 1400 mA | DALI/PUSH | N/A | 90+ | < 3 | L80B20 50.000h | 4000lm | 67lm/W | 130lm/W | N/A | G | N/A | 160° | IP 20 | 600 mm | 600 mm | 80 mm | 600x600x80 mm | N/A | N/A | 660x660x120 mm | 2 | 1 | N/A | N/A | 0.052272 | 5.5 | 7.3
MILO 60, B | MILO |  |  | 60W | 3000K/4000K | 1272353DT | 8585054410729 | LED2 1272353DT MILO 60, B TRIAC DIM 60W 2CCT 3000K/4000K | 9439.21 | 7801 | 7.5 | BLACK | 9017 | METAL/PMMA | OPAL | 220-240V/50-60Hz | 1400 mA | TRIAC | N/A | 90+ | < 3 | L80B20 50.000h | 4000lm | 67lm/W | 130lm/W | N/A | G | N/A | 160° | IP 20 | 600 mm | 600 mm | 80 mm | 600x600x80 mm | N/A | N/A | 660x660x120 mm | 2 | 1 | N/A | N/A | 0.052272 | 5.5 | 7.3
MILO 60, B | MILO |  |  | 60W | 3000K-4000K | 1272353DTW | 8585054416479 | LED2 1272353DTW MILO 60, B 60W DALI TW 3000K-4000K | 12070.96 | 9976 | 7.5 | WHITE | 9003 | METAL/PMMA | OPAL | 220-240V/50-60Hz | 1400 mA | DALI TW/PUSH TW | N/A | 90+ | < 3 | L80B20 50.000h | 4000lm | 67lm/W | 130lm/W | N/A | G | N/A | 160° | IP 20 | 600 mm | 600 mm | 80 mm | 600x600x80 mm | N/A | N/A | 660x660x120 mm | 2 | 1 | N/A | N/A | 0.052272 | 5.5 | 7.3
MILO 60, B | MILO |  |  | 60W | 3000K-4000K | 1272353CSTW | 8585054416486 | LED2 1272353CSTW MILO 60, B 60W CASAMBI TW 3000K-4000K | 17545 | 14500 | 7.5 | WHITE | 9003 | METAL/PMMA | OPAL | 220-240V/50-60Hz | 1400 mA | CASAMBI TW | N/A | 90+ | < 3 | L80B20 50.000h | 4000lm | 67lm/W | 130lm/W | N/A | G | N/A | 160° | IP 20 | 600 mm | 600 mm | 80 mm | 600x600x80 mm | N/A | N/A | 660x660x120 mm | 2 | 1 | N/A | N/A | 0.052272 | 5.5 | 7.3
MILO 60, B | MILO |  |  | 60W | 3000K-4000K | 1272353ZBTW | 8585054416493 | LED2 1272353ZBTW MILO 60, B 60W ZIGBEE TW 3000K-4000K | 12527.13 | 10353 | 7.5 | WHITE | 9003 | METAL/PMMA | OPAL | 220-240V/50-60Hz | 1400 mA | ZIGBEE TW | N/A | 90+ | < 3 | L80B20 50.000h | 4000lm | 67lm/W | 130lm/W | N/A | G | N/A | 160° | IP 20 | 600 mm | 600 mm | 80 mm | 600x600x80 mm | N/A | N/A | 660x660x120 mm | 2 | 1 | N/A | N/A | 0.052272 | 5.5 | 7.3
LINO 90 P, W | LINO |  |  | 18-24W | 3000K/3500K/4000K | 1310151 | 8585054403769 | LED2 1310151 LINO 90 P, W 18-24W 3CCT 3000K/3500/4000K | 4947.69 | 4089 | 7.5 | WHITE | 9016 | ALUMINIUM/PMMA | OPAL | 220-240V/50-60Hz | 450-600 mA | ON/OFF | N/A | 90+ | < 3 | L80B20 50.000h | 2070-2760lm | 115lm/W | 210lm/W | N/A | D | N/A | 96° | IP 20 | 900 mm | 65 mm | 85 mm | 900x65x85 mm | N/A | N/A | 940x100x130 mm | 1 | 1 | N/A | N/A | 0.01222 | 2.3 | 3.1
LINO 90 P, W | LINO |  |  | 24W | 3000K/3500K/4000K | 1310151D | 8585054404544 | LED2 1310151D LINO 90 P, W DALI/PUSH DIM 24W 3CCT 3000K/3500/4000K | 7053.09 | 5829 | 7.5 | WHITE | 9016 | ALUMINIUM/PMMA | OPAL | 220-240V/50-60Hz | 600 mA | DALI/PUSH | N/A | 90+ | < 3 | L80B20 50.000h | 2760lm | 115lm/W | 210lm/W | N/A | D | N/A | 96° | IP 20 | 900 mm | 65 mm | 85 mm | 900x65x85 mm | N/A | N/A | 940x100x130 mm | 1 | 1 | N/A | N/A | 0.01222 | 2.3 | 3.1
LINO 90 P, W | LINO |  |  | 24W | 3000K-4000K | 1310151DTW | 8585054416523 | LED2 1310151DTW LINO 90 P, W 24W DALI TW 3000K-4000K | 7053.09 | 5829 | 7.5 | WHITE | 9016 | ALUMINIUM/PMMA | OPAL | 220-240V/50-60Hz | 600 mA | DALI TW/PUSH TW | N/A | 90+ | < 3 | L80B20 50.000h | 2760lm | 115lm/W | 210lm/W | N/A | D | N/A | 96° | IP 20 | 900 mm | 65 mm | 85 mm | 900x65x85 mm | N/A | N/A | 940x100x130 mm | 1 | 1 | N/A | N/A | 0.01222 | 2.3 | 3.1
LINO 90 P, W | LINO |  |  | 24W | 3000K-4000K | 1310151CSTW | 8585054416530 | LED2 1310151CSTW LINO 90 P, W 24W CASAMBI TW 3000K-4000K | 12527.13 | 10353 | 7.5 | WHITE | 9016 | ALUMINIUM/PMMA | OPAL | 220-240V/50-60Hz | 600 mA | CASAMBI TW | N/A | 90+ | < 3 | L80B20 50.000h | 2760lm | 115lm/W | 210lm/W | N/A | D | N/A | 96° | IP 20 | 900 mm | 65 mm | 85 mm | 900x65x85 mm | N/A | N/A | 940x100x130 mm | 1 | 1 | N/A | N/A | 0.01222 | 2.3 | 3.1
LINO 90 P, W | LINO |  |  | 24W | 3000K-4000K | 1310151ZBTW | 8585054416547 | LED2 1310151ZBTW LINO 90 P, W 24W ZIGBEE TW 3000K-4000K | 7684.71 | 6351 | 7.5 | WHITE | 9016 | ALUMINIUM/PMMA | OPAL | 220-240V/50-60Hz | 600 mA | ZIGBEE TW | N/A | 90+ | < 3 | L80B20 50.000h | 2760lm | 115lm/W | 210lm/W | N/A | D | N/A | 96° | IP 20 | 900 mm | 65 mm | 85 mm | 900x65x85 mm | N/A | N/A | 940x100x130 mm | 1 | 1 | N/A | N/A | 0.01222 | 2.3 | 3.1
LINO 90 P, W | LINO |  |  | 18-24W | 3000K/3500K/4000K | 1313251 | 8585054421657 | LED2 1313251 LINO 90 P, W PRISMA 18-24W 3CCT 3000K/3500/4000K | 5474.04 | 4524 | 7.5 | WHITE | 9016 | ALUMINIUM/PMMA | PRISMATIC | 220-240V/50-60Hz | 450-600 mA | ON/OFF | N/A | 90+ | < 3 | L80B20 50.000h | 2070-2760lm | 115lm/W | 210lm/W | N/A | D | N/A | 77° | IP 20 | 900 mm | 65 mm | 85 mm | 900x65x85 mm | N/A | N/A | 940x100x130 mm | 1 | 1 | N/A | N/A | 0.01222 | 2.3 | 3.1
LINO 90 P, W | LINO |  |  | 24W | 3000K/3500K/4000K | 1313251D | 8585054421664 | LED2 1313251D LINO 90 P, W PRISMA 24W DALI/PUSH DIM 3CCT 3000K/3500/4000K | 7579.44 | 6264 | 7.5 | WHITE | 9016 | ALUMINIUM/PMMA | PRISMATIC | 220-240V/50-60Hz | 600 mA | DALI/PUSH | N/A | 90+ | < 3 | L80B20 50.000h | 2760lm | 115lm/W | 210lm/W | N/A | D | N/A | 77° | IP 20 | 900 mm | 65 mm | 85 mm | 900x65x85 mm | N/A | N/A | 940x100x130 mm | 1 | 1 | N/A | N/A | 0.01222 | 2.3 | 3.1
LINO 90 P, W | LINO |  |  | 24W | 3000K-4000K | 1313251DTW | 8585054421671 | LED2 1313251DTW LINO 90 P, W PRISMA 24W DALI TW 3000K-4000K | 7579.44 | 6264 | 7.5 | WHITE | 9016 | ALUMINIUM/PMMA | PRISMATIC | 220-240V/50-60Hz | 600 mA | DALI TW/PUSH TW | N/A | 90+ | < 3 | L80B20 50.000h | 2760lm | 115lm/W | 210lm/W | N/A | D | N/A | 77° | IP 20 | 900 mm | 65 mm | 85 mm | 900x65x85 mm | N/A | N/A | 940x100x130 mm | 1 | 1 | N/A | N/A | 0.01222 | 2.3 | 3.1
LINO 90 P, W | LINO |  |  | 24W | 3000K-4000K | 1313251CSTW | 8585054421688 | LED2 1313251CSTW LINO 90 P, W PRISMA 24W CASAMBI TW 3000K-4000K | 13053.48 | 10788 | 7.5 | WHITE | 9016 | ALUMINIUM/PMMA | PRISMATIC | 220-240V/50-60Hz | 600 mA | CASAMBI TW | N/A | 90+ | < 3 | L80B20 50.000h | 2760lm | 115lm/W | 210lm/W | N/A | D | N/A | 77° | IP 20 | 900 mm | 65 mm | 85 mm | 900x65x85 mm | N/A | N/A | 940x100x130 mm | 1 | 1 | N/A | N/A | 0.01222 | 2.3 | 3.1
LINO 90 P, W | LINO |  |  | 24W | 3000K-4000K | 1313251ZBTW | 8585054421695 | LED2 1313251ZBTW LINO 90 P, W PRISMA 24W ZIGBEE TW 3000K-4000K | 8211.06 | 6786 | 7.5 | WHITE | 9016 | ALUMINIUM/PMMA | PRISMATIC | 220-240V/50-60Hz | 600 mA | ZIGBEE TW | N/A | 90+ | < 3 | L80B20 50.000h | 2760lm | 115lm/W | 210lm/W | N/A | D | N/A | 77° | IP 20 | 900 mm | 65 mm | 85 mm | 900x65x85 mm | N/A | N/A | 940x100x130 mm | 1 | 1 | N/A | N/A | 0.01222 | 2.3 | 3.1
LINO 90 P, B | LINO |  |  | 18-24W | 3000K/3500K/4000K | 1310153 | 8585054403776 | LED2 1310153 LINO 90 P, B 18-24W 3CCT 3000K/3500/4000K | 4947.69 | 4089 | 7.5 | BLACK | 9005 | ALUMINIUM/PMMA | OPAL | 220-240V/50-60Hz | 450-600 mA | ON/OFF | N/A | 90+ | < 3 | L80B20 50.000h | 2070-2760lm | 115lm/W | 210lm/W | N/A | D | N/A | 96° | IP 20 | 900 mm | 65 mm | 85 mm | 900x65x85 mm | N/A | N/A | 940x100x130 mm | 1 | 1 | N/A | N/A | 0.01222 | 2.3 | 3.1
LINO 90 P, B | LINO |  |  | 24W | 3000K/3500K/4000K | 1310153D | 8585054404551 | LED2 1310153D LINO 90 P, B DALI/PUSH DIM 24W 3CCT 3000K/3500/4000K | 7053.09 | 5829 | 7.5 | BLACK | 9005 | ALUMINIUM/PMMA | OPAL | 220-240V/50-60Hz | 600 mA | DALI/PUSH | N/A | 90+ | < 3 | L80B20 50.000h | 2760lm | 115lm/W | 210lm/W | N/A | D | N/A | 96° | IP 20 | 900 mm | 65 mm | 85 mm | 900x65x85 mm | N/A | N/A | 940x100x130 mm | 1 | 1 | N/A | N/A | 0.01222 | 2.3 | 3.1
LINO 90 P, B | LINO |  |  | 24W | 3000K-4000K | 1310153DTW | 8585054416561 | LED2 1310153DTW LINO 90 P, B 24W DALI TW 3000K-4000K | 7053.09 | 5829 | 7.5 | BLACK | 9005 | ALUMINIUM/PMMA | OPAL | 220-240V/50-60Hz | 600 mA | DALI TW/PUSH TW | N/A | 90+ | < 3 | L80B20 50.000h | 2760lm | 115lm/W | 210lm/W | N/A | D | N/A | 96° | IP 20 | 900 mm | 65 mm | 85 mm | 900x65x85 mm | N/A | N/A | 940x100x130 mm | 1 | 1 | N/A | N/A | 0.01222 | 2.3 | 3.1
LINO 90 P, B | LINO |  |  | 24W | 3000K-4000K | 1310153CSTW | 8585054416578 | LED2 1310153CSTW LINO 90 P, B 24W CASAMBI TW 3000K-4000K | 12527.13 | 10353 | 7.5 | BLACK | 9005 | ALUMINIUM/PMMA | OPAL | 220-240V/50-60Hz | 600 mA | CASAMBI TW | N/A | 90+ | < 3 | L80B20 50.000h | 2760lm | 115lm/W | 210lm/W | N/A | D | N/A | 96° | IP 20 | 900 mm | 65 mm | 85 mm | 900x65x85 mm | N/A | N/A | 940x100x130 mm | 1 | 1 | N/A | N/A | 0.01222 | 2.3 | 3.1
LINO 90 P, B | LINO |  |  | 24W | 3000K-4000K | 1310153ZBTW | 8585054416585 | LED2 1310153ZBTW LINO 90 P, B 24W ZIGBEE TW 3000K-4000K | 7684.71 | 6351 | 7.5 | BLACK | 9005 | ALUMINIUM/PMMA | OPAL | 220-240V/50-60Hz | 600 mA | ZIGBEE TW | N/A | 90+ | < 3 | L80B20 50.000h | 2760lm | 115lm/W | 210lm/W | N/A | D | N/A | 96° | IP 20 | 900 mm | 65 mm | 85 mm | 900x65x85 mm | N/A | N/A | 940x100x130 mm | 1 | 1 | N/A | N/A | 0.01222 | 2.3 | 3.1
LINO 90 P, B | LINO |  |  | 18-24W | 3000K/3500K/4000K | 1313253 | 8585054421701 | LED2 1313253 LINO 90 P, B PRISMA 18-24W 3CCT 3000K/3500/4000K | 5474.04 | 4524 | 7.5 | BLACK | 9005 | ALUMINIUM/PMMA | PRISMATIC | 220-240V/50-60Hz | 450-600 mA | ON/OFF | N/A | 90+ | < 3 | L80B20 50.000h | 2070-2760lm | 115lm/W | 210lm/W | N/A | D | N/A | 77° | IP 20 | 900 mm | 65 mm | 85 mm | 900x65x85 mm | N/A | N/A | 940x100x130 mm | 1 | 1 | N/A | N/A | 0.01222 | 2.3 | 3.1
LINO 90 P, B | LINO |  |  | 24W | 3000K/3500K/4000K | 1313253D | 8585054421718 | LED2 1313253D LINO 90 P, B PRISMA 24W DALI/PUSH DIM 3CCT 3000K/3500/4000K | 7579.44 | 6264 | 7.5 | BLACK | 9005 | ALUMINIUM/PMMA | PRISMATIC | 220-240V/50-60Hz | 600 mA | DALI/PUSH | N/A | 90+ | < 3 | L80B20 50.000h | 2760lm | 115lm/W | 210lm/W | N/A | D | N/A | 77° | IP 20 | 900 mm | 65 mm | 85 mm | 900x65x85 mm | N/A | N/A | 940x100x130 mm | 1 | 1 | N/A | N/A | 0.01222 | 2.3 | 3.1
LINO 90 P, B | LINO |  |  | 24W | 3000K-4000K | 1313253DTW | 8585054421725 | LED2 1313253DTW LINO 90 P, B PRISMA 24W DALI TW 3000K-4000K | 7579.44 | 6264 | 7.5 | BLACK | 9005 | ALUMINIUM/PMMA | PRISMATIC | 220-240V/50-60Hz | 600 mA | DALI TW/PUSH TW | N/A | 90+ | < 3 | L80B20 50.000h | 2760lm | 115lm/W | 210lm/W | N/A | D | N/A | 77° | IP 20 | 900 mm | 65 mm | 85 mm | 900x65x85 mm | N/A | N/A | 940x100x130 mm | 1 | 1 | N/A | N/A | 0.01222 | 2.3 | 3.1
LINO 90 P, B | LINO |  |  | 24W | 3000K-4000K | 1313253CSTW | 8585054421732 | LED2 1313253CSTW LINO 90 P, B PRISMA 24W CASAMBI TW 3000K-4000K | 13053.48 | 10788 | 7.5 | BLACK | 9005 | ALUMINIUM/PMMA | PRISMATIC | 220-240V/50-60Hz | 600 mA | CASAMBI TW | N/A | 90+ | < 3 | L80B20 50.000h | 2760lm | 115lm/W | 210lm/W | N/A | D | N/A | 77° | IP 20 | 900 mm | 65 mm | 85 mm | 900x65x85 mm | N/A | N/A | 940x100x130 mm | 1 | 1 | N/A | N/A | 0.01222 | 2.3 | 3.1
LINO 90 P, B | LINO |  |  | 24W | 3000K-4000K | 1313253ZBTW | 8585054421749 | LED2 1313253ZBTW LINO 90 P, B PRISMA 24W ZIGBEE TW 3000K-4000K | 8211.06 | 6786 | 7.5 | BLACK | 9005 | ALUMINIUM/PMMA | PRISMATIC | 220-240V/50-60Hz | 600 mA | ZIGBEE TW | N/A | 90+ | < 3 | L80B20 50.000h | 2760lm | 115lm/W | 210lm/W | N/A | D | N/A | 77° | IP 20 | 900 mm | 65 mm | 85 mm | 900x65x85 mm | N/A | N/A | 940x100x130 mm | 1 | 1 | N/A | N/A | 0.01222 | 2.3 | 3.1
LINO 120 P, W | LINO |  |  | 21-32W | 3000K/3500K/4000K | 1310351 | 8585054403783 | LED2 1310351 LINO 120 P, W 21-32W 3CCT 3000K/3500/4000K | 6000.39 | 4959 | 7.5 | WHITE | 9016 | ALUMINIUM/PMMA | OPAL | 220-240V/50-60Hz | 500-800 mA | ON/OFF | N/A | 90+ | < 3 | L80B20 50.000h | 2415-3680lm | 115lm/W | 210lm/W | N/A | D | N/A | 96° | IP 20 | 1200 mm | 65 mm | 85 mm | 1200x65x85 mm | N/A | N/A | 1250x100x130 mm | 1 | 1 | N/A | N/A | 0.01625 | 3 | 4
LINO 120 P, W | LINO |  |  | 32W | 3000K/3500K/4000K | 1310351D | 8585054404568 | LED2 1310351D LINO 120 P, W DALI/PUSH DIM 32W 3CCT 3000K/3500/4000K | 7649.62 | 6322 | 7.5 | WHITE | 9016 | ALUMINIUM/PMMA | OPAL | 220-240V/50-60Hz | 800 mA | DALI/PUSH | N/A | 90+ | < 3 | L80B20 50.000h | 3680lm | 115lm/W | 210lm/W | N/A | D | N/A | 96° | IP 20 | 1200 mm | 65 mm | 85 mm | 1200x65x85 mm | N/A | N/A | 1250x100x130 mm | 1 | 1 | N/A | N/A | 0.01625 | 3 | 4
LINO 120 P, W | LINO |  |  | 32W | 3000K-4000K | 1310351DTW | 8585054416608 | LED2 1310351DTW LINO 120 P, W 32W DALI TW 3000K-4000K | 8105.79 | 6699 | 7.5 | WHITE | 9016 | ALUMINIUM/PMMA | OPAL | 220-240V/50-60Hz | 800 mA | DALI TW/PUSH TW | N/A | 90+ | < 3 | L80B20 50.000h | 3680lm | 115lm/W | 210lm/W | N/A | D | N/A | 96° | IP 20 | 1200 mm | 65 mm | 85 mm | 1200x65x85 mm | N/A | N/A | 1250x100x130 mm | 1 | 1 | N/A | N/A | 0.01625 | 3 | 4
LINO 120 P, W | LINO |  |  | 32W | 3000K-4000K | 1310351CSTW | 8585054416615 | LED2 1310351CSTW LINO 120 P, W 32W CASAMBI TW 3000K-4000K | 13579.83 | 11223 | 7.5 | WHITE | 9016 | ALUMINIUM/PMMA | OPAL | 220-240V/50-60Hz | 800 mA | CASAMBI TW | N/A | 90+ | < 3 | L80B20 50.000h | 3680lm | 115lm/W | 210lm/W | N/A | D | N/A | 96° | IP 20 | 1200 mm | 65 mm | 85 mm | 1200x65x85 mm | N/A | N/A | 1250x100x130 mm | 1 | 1 | N/A | N/A | 0.01625 | 3 | 4
LINO 120 P, W | LINO |  |  | 32W | 3000K-4000K | 1310351ZBTW | 8585054416622 | LED2 1310351ZBTW LINO 120 P, W 32W ZIGBEE TW 3000K-4000K | 8737.41 | 7221 | 7.5 | WHITE | 9016 | ALUMINIUM/PMMA | OPAL | 220-240V/50-60Hz | 800 mA | ZIGBEE TW | N/A | 90+ | < 3 | L80B20 50.000h | 3680lm | 115lm/W | 210lm/W | N/A | D | N/A | 96° | IP 20 | 1200 mm | 65 mm | 85 mm | 1200x65x85 mm | N/A | N/A | 1250x100x130 mm | 1 | 1 | N/A | N/A | 0.01625 | 3 | 4
LINO 120 P, W | LINO |  |  | 21-32W | 3000K/3500K/4000K | 1313351 | 8585054421756 | LED2 1313351 LINO 120 P, W PRISMA 21-32W 3CCT 3000K/3500/4000K | 6702.19 | 5539 | 7.5 | WHITE | 9016 | ALUMINIUM/PMMA | PRISMATIC | 220-240V/50-60Hz | 500-800 mA | ON/OFF | N/A | 90+ | < 3 | L80B20 50.000h | 2415-3680lm | 115lm/W | 210lm/W | N/A | D | N/A | 77° | IP 20 | 1200 mm | 65 mm | 85 mm | 1200x65x85 mm | N/A | N/A | 1250x100x130 mm | 1 | 1 | N/A | N/A | 0.01625 | 3 | 4
LINO 120 P, W | LINO |  |  | 32W | 3000K/3500K/4000K | 1313351D | 8585054421763 | LED2 1313351D LINO 120 P, W PRISMA 32W DALI/PUSH DIM 3CCT 3000K/3500/4000K | 8351.42 | 6902 | 7.5 | WHITE | 9016 | ALUMINIUM/PMMA | PRISMATIC | 220-240V/50-60Hz | 800 mA | DALI/PUSH | N/A | 90+ | < 3 | L80B20 50.000h | 3680lm | 115lm/W | 210lm/W | N/A | D | N/A | 77° | IP 20 | 1200 mm | 65 mm | 85 mm | 1200x65x85 mm | N/A | N/A | 1250x100x130 mm | 1 | 1 | N/A | N/A | 0.01625 | 3 | 4
LINO 120 P, W | LINO |  |  | 32W | 3000K-4000K | 1313351DTW | 8585054421770 | LED2 1313351DTW LINO 120 P, W PRISMA 32W DALI TW 3000K-4000K | 8807.59 | 7279 | 7.5 | WHITE | 9016 | ALUMINIUM/PMMA | PRISMATIC | 220-240V/50-60Hz | 800 mA | DALI TW/PUSH TW | N/A | 90+ | < 3 | L80B20 50.000h | 3680lm | 115lm/W | 210lm/W | N/A | D | N/A | 77° | IP 20 | 1200 mm | 65 mm | 85 mm | 1200x65x85 mm | N/A | N/A | 1250x100x130 mm | 1 | 1 | N/A | N/A | 0.01625 | 3 | 4
LINO 120 P, W | LINO |  |  | 32W | 3000K-4000K | 1313351CSTW | 8585054421787 | LED2 1313351CSTW LINO 120 P, W PRISMA 32W CASAMBI TW 3000K-4000K | 14281.63 | 11803 | 7.5 | WHITE | 9016 | ALUMINIUM/PMMA | PRISMATIC | 220-240V/50-60Hz | 800 mA | CASAMBI TW | N/A | 90+ | < 3 | L80B20 50.000h | 3680lm | 115lm/W | 210lm/W | N/A | D | N/A | 77° | IP 20 | 1200 mm | 65 mm | 85 mm | 1200x65x85 mm | N/A | N/A | 1250x100x130 mm | 1 | 1 | N/A | N/A | 0.01625 | 3 | 4
LINO 120 P, W | LINO |  |  | 32W | 3000K-4000K | 1313351ZBTW | 8585054421794 | LED2 1313351ZBTW LINO 120 P, W PRISMA 32W ZIGBEE TW 3000K-4000K | 9439.21 | 7801 | 7.5 | WHITE | 9016 | ALUMINIUM/PMMA | PRISMATIC | 220-240V/50-60Hz | 800 mA | ZIGBEE TW | N/A | 90+ | < 3 | L80B20 50.000h | 3680lm | 115lm/W | 210lm/W | N/A | D | N/A | 77° | IP 20 | 1200 mm | 65 mm | 85 mm | 1200x65x85 mm | N/A | N/A | 1250x100x130 mm | 1 | 1 | N/A | N/A | 0.01625 | 3 | 4
LINO 120 P, B | LINO |  |  | 21-32W | 3000K/3500K/4000K | 1310353 | 8585054403790 | LED2 1310353 LINO 120 P, B 21-32W 3CCT 3000K/3500/4000K | 6000.39 | 4959 | 7.5 | BLACK | 9005 | ALUMINIUM/PMMA | OPAL | 220-240V/50-60Hz | 500-800 mA | ON/OFF | N/A | 90+ | < 3 | L80B20 50.000h | 2415-3680lm | 115lm/W | 210lm/W | N/A | D | N/A | 96° | IP 20 | 1200 mm | 65 mm | 85 mm | 1200x65x85 mm | N/A | N/A | 1250x100x130 mm | 1 | 1 | N/A | N/A | 0.01625 | 3 | 4
LINO 120 P, B | LINO |  |  | 32W | 3000K/3500K/4000K | 1310353D | 8585054404575 | LED2 1310353D LINO 120 P, B DALI/PUSH DIM 32W 3CCT 3000K/3500/4000K | 7649.62 | 6322 | 7.5 | BLACK | 9005 | ALUMINIUM/PMMA | OPAL | 220-240V/50-60Hz | 800 mA | DALI/PUSH | N/A | 90+ | < 3 | L80B20 50.000h | 3680lm | 115lm/W | 210lm/W | N/A | D | N/A | 96° | IP 20 | 1200 mm | 65 mm | 85 mm | 1200x65x85 mm | N/A | N/A | 1250x100x130 mm | 1 | 1 | N/A | N/A | 0.01625 | 3 | 4
LINO 120 P, B | LINO |  |  | 32W | 3000K-4000K | 1310353DTW | 8585054416646 | LED2 1310353DTW LINO 120 P, B 32W DALI TW 3000K-4000K | 8105.79 | 6699 | 7.5 | BLACK | 9005 | ALUMINIUM/PMMA | OPAL | 220-240V/50-60Hz | 800 mA | DALI TW/PUSH TW | N/A | 90+ | < 3 | L80B20 50.000h | 3680lm | 115lm/W | 210lm/W | N/A | D | N/A | 96° | IP 20 | 1200 mm | 65 mm | 85 mm | 1200x65x85 mm | N/A | N/A | 1250x100x130 mm | 1 | 1 | N/A | N/A | 0.01625 | 3 | 4
LINO 120 P, B | LINO |  |  | 32W | 3000K-4000K | 1310353CSTW | 8585054416653 | LED2 1310353CSTW LINO 120 P, B 32W CASAMBI TW 3000K-4000K | 13579.83 | 11223 | 7.5 | BLACK | 9005 | ALUMINIUM/PMMA | OPAL | 220-240V/50-60Hz | 800 mA | CASAMBI TW | N/A | 90+ | < 3 | L80B20 50.000h | 3680lm | 115lm/W | 210lm/W | N/A | D | N/A | 96° | IP 20 | 1200 mm | 65 mm | 85 mm | 1200x65x85 mm | N/A | N/A | 1250x100x130 mm | 1 | 1 | N/A | N/A | 0.01625 | 3 | 4
LINO 120 P, B | LINO |  |  | 32W | 3000K-4000K | 1310353ZBTW | 8585054416660 | LED2 1310353ZBTW LINO 120 P, B 32W ZIGBEE TW 3000K-4000K | 8737.41 | 7221 | 7.5 | BLACK | 9005 | ALUMINIUM/PMMA | OPAL | 220-240V/50-60Hz | 800 mA | ZIGBEE TW | N/A | 90+ | < 3 | L80B20 50.000h | 3680lm | 115lm/W | 210lm/W | N/A | D | N/A | 96° | IP 20 | 1200 mm | 65 mm | 85 mm | 1200x65x85 mm | N/A | N/A | 1250x100x130 mm | 1 | 1 | N/A | N/A | 0.01625 | 3 | 4
LINO 120 P, B | LINO |  |  | 21-32W | 3000K/3500K/4000K | 1313353 | 8585054421800 | LED2 1313353 LINO 120 P, B PRISMA 21-32W 3CCT 3000K/3500/4000K | 6702.19 | 5539 | 7.5 | BLACK | 9005 | ALUMINIUM/PMMA | PRISMATIC | 220-240V/50-60Hz | 500-800 mA | ON/OFF | N/A | 90+ | < 3 | L80B20 50.000h | 2415-3680lm | 115lm/W | 210lm/W | N/A | D | N/A | 77° | IP 20 | 1200 mm | 65 mm | 85 mm | 1200x65x85 mm | N/A | N/A | 1250x100x130 mm | 1 | 1 | N/A | N/A | 0.01625 | 3 | 4
LINO 120 P, B | LINO |  |  | 32W | 3000K/3500K/4000K | 1313353D | 8585054421817 | LED2 1313353D LINO 120 P, B PRISMA 32W DALI/PUSH DIM 3CCT 3000K/3500/4000K | 8351.42 | 6902 | 7.5 | BLACK | 9005 | ALUMINIUM/PMMA | PRISMATIC | 220-240V/50-60Hz | 800 mA | DALI/PUSH | N/A | 90+ | < 3 | L80B20 50.000h | 3680lm | 115lm/W | 210lm/W | N/A | D | N/A | 77° | IP 20 | 1200 mm | 65 mm | 85 mm | 1200x65x85 mm | N/A | N/A | 1250x100x130 mm | 1 | 1 | N/A | N/A | 0.01625 | 3 | 4
LINO 120 P, B | LINO |  |  | 32W | 3000K-4000K | 1313353DTW | 8585054421824 | LED2 1313353DTW LINO 120 P, B PRISMA 32W DALI TW 3000K-4000K | 8807.59 | 7279 | 7.5 | BLACK | 9005 | ALUMINIUM/PMMA | PRISMATIC | 220-240V/50-60Hz | 800 mA | DALI TW/PUSH TW | N/A | 90+ | < 3 | L80B20 50.000h | 3680lm | 115lm/W | 210lm/W | N/A | D | N/A | 77° | IP 20 | 1200 mm | 65 mm | 85 mm | 1200x65x85 mm | N/A | N/A | 1250x100x130 mm | 1 | 1 | N/A | N/A | 0.01625 | 3 | 4
LINO 120 P, B | LINO |  |  | 32W | 3000K-4000K | 1313353CSTW | 8585054421831 | LED2 1313353CSTW LINO 120 P, B PRISMA 32W CASAMBI TW 3000K-4000K | 14281.63 | 11803 | 7.5 | BLACK | 9005 | ALUMINIUM/PMMA | PRISMATIC | 220-240V/50-60Hz | 800 mA | CASAMBI TW | N/A | 90+ | < 3 | L80B20 50.000h | 3680lm | 115lm/W | 210lm/W | N/A | D | N/A | 77° | IP 20 | 1200 mm | 65 mm | 85 mm | 1200x65x85 mm | N/A | N/A | 1250x100x130 mm | 1 | 1 | N/A | N/A | 0.01625 | 3 | 4
LINO 120 P, B | LINO |  |  | 32W | 3000K-4000K | 1313353ZBTW | 8585054421848 | LED2 1313353ZBTW LINO 120 P, B PRISMA 32W ZIGBEE TW 3000K-4000K | 9439.21 | 7801 | 7.5 | BLACK | 9005 | ALUMINIUM/PMMA | PRISMATIC | 220-240V/50-60Hz | 800 mA | ZIGBEE TW | N/A | 90+ | < 3 | L80B20 50.000h | 3680lm | 115lm/W | 210lm/W | N/A | D | N/A | 77° | IP 20 | 1200 mm | 65 mm | 85 mm | 1200x65x85 mm | N/A | N/A | 1250x100x130 mm | 1 | 1 | N/A | N/A | 0.01625 | 3 | 4
LINO 150 P, W | LINO |  |  | 37-49W | 3000K/3500K/4000K | 1310551 | 8585054403806 | LED2 1310551 LINO 150 P, W 37-49W 3CCT 3000K/3500/4000K | 7053.09 | 5829 | 7.5 | WHITE | 9016 | ALUMINIUM/PMMA | OPAL | 220-240V/50-60Hz | 800-1200 mA | ON/OFF | N/A | 90+ | < 3 | L80B20 50.000h | 4255-5635lm | 115lm/W | 210lm/W | N/A | D | N/A | 96° | IP 20 | 1500 mm | 65 mm | 85 mm | 1500x65x85 mm | N/A | N/A | 1550x100x130 mm | 1 | 1 | N/A | N/A | 0.02015 | 3.7 | 4.9
LINO 150 P, W | LINO |  |  | 49W | 3000K/3500K/4000K | 1310551D | 8585054404582 | LED2 1310551D LINO 150 P, W DALI/PUSH DIM 49W 3CCT 3000K/3500/4000K | 8947.95 | 7395 | 7.5 | WHITE | 9016 | ALUMINIUM/PMMA | OPAL | 220-240V/50-60Hz | 1200 mA | DALI/PUSH | N/A | 90+ | < 3 | L80B20 50.000h | 5635lm | 115lm/W | 210lm/W | N/A | D | N/A | 96° | IP 20 | 1500 mm | 65 mm | 85 mm | 1500x65x85 mm | N/A | N/A | 1550x100x130 mm | 1 | 1 | N/A | N/A | 0.02015 | 3.7 | 4.9
LINO 150 P, W | LINO |  |  | 49W | 3000K-4000K | 1310551DTW | 8585054416684 | LED2 1310551DTW LINO 150 P, W 49W DALI TW 3000K-4000K | 9158.49 | 7569 | 7.5 | WHITE | 9016 | ALUMINIUM/PMMA | OPAL | 220-240V/50-60Hz | 1200 mA | DALI TW/PUSH TW | N/A | 90+ | < 3 | L80B20 50.000h | 5635lm | 115lm/W | 210lm/W | N/A | D | N/A | 96° | IP 20 | 1500 mm | 65 mm | 85 mm | 1500x65x85 mm | N/A | N/A | 1550x100x130 mm | 1 | 1 | N/A | N/A | 0.02015 | 3.7 | 4.9
LINO 150 P, W | LINO |  |  | 49W | 3000K-4000K | 1310551CSTW | 8585054416691 | LED2 1310551CSTW LINO 150 P, W 49W CASAMBI TW 3000K-4000K | 14632.53 | 12093 | 7.5 | WHITE | 9016 | ALUMINIUM/PMMA | OPAL | 220-240V/50-60Hz | 1200 mA | CASAMBI TW | N/A | 90+ | < 3 | L80B20 50.000h | 5635lm | 115lm/W | 210lm/W | N/A | D | N/A | 96° | IP 20 | 1500 mm | 65 mm | 85 mm | 1500x65x85 mm | N/A | N/A | 1550x100x130 mm | 1 | 1 | N/A | N/A | 0.02015 | 3.7 | 4.9
LINO 150 P, W | LINO |  |  | 49W | 3000K-4000K | 1310551ZBTW | 8585054416707 | LED2 1310551ZBTW LINO 150 P, W 49W ZIGBEE TW 3000K-4000K | 9790.11 | 8091 | 7.5 | WHITE | 9016 | ALUMINIUM/PMMA | OPAL | 220-240V/50-60Hz | 1200 mA | ZIGBEE TW | N/A | 90+ | < 3 | L80B20 50.000h | 5635lm | 115lm/W | 210lm/W | N/A | D | N/A | 96° | IP 20 | 1500 mm | 65 mm | 85 mm | 1500x65x85 mm | N/A | N/A | 1550x100x130 mm | 1 | 1 | N/A | N/A | 0.02015 | 3.7 | 4.9
LINO 150 P, W | LINO |  |  | 37-49W | 3000K/3500K/4000K | 1313451 | 8585054421855 | LED2 1313451 LINO 150 P, W PRISMA 37-49W 3CCT 3000K/3500/4000K | 7930.34 | 6554 | 7.5 | WHITE | 9016 | ALUMINIUM/PMMA | PRISMATIC | 220-240V/50-60Hz | 800-1200 mA | ON/OFF | N/A | 90+ | < 3 | L80B20 50.000h | 4255-5635lm | 115lm/W | 210lm/W | N/A | D | N/A | 77° | IP 20 | 1500 mm | 65 mm | 85 mm | 1500x65x85 mm | N/A | N/A | 1550x100x130 mm | 1 | 1 | N/A | N/A | 0.02015 | 3.7 | 4.9
LINO 150 P, W | LINO |  |  | 49W | 3000K/3500K/4000K | 1313451D | 8585054421862 | LED2 1313451D LINO 150 P, W PRISMA 49W DALI/PUSH DIM 3CCT 3000K/3500/4000K | 9825.2 | 8120 | 7.5 | WHITE | 9016 | ALUMINIUM/PMMA | PRISMATIC | 220-240V/50-60Hz | 1200 mA | DALI/PUSH | N/A | 90+ | < 3 | L80B20 50.000h | 5635lm | 115lm/W | 210lm/W | N/A | D | N/A | 77° | IP 20 | 1500 mm | 65 mm | 85 mm | 1500x65x85 mm | N/A | N/A | 1550x100x130 mm | 1 | 1 | N/A | N/A | 0.02015 | 3.7 | 4.9
LINO 150 P, W | LINO |  |  | 49W | 3000K-4000K | 1313451DTW | 8585054421879 | LED2 1313451DTW LINO 150 P, W PRISMA 49W DALI TW 3000K-4000K | 10035.74 | 8294 | 7.5 | WHITE | 9016 | ALUMINIUM/PMMA | PRISMATIC | 220-240V/50-60Hz | 1200 mA | DALI TW/PUSH TW | N/A | 90+ | < 3 | L80B20 50.000h | 5635lm | 115lm/W | 210lm/W | N/A | D | N/A | 77° | IP 20 | 1500 mm | 65 mm | 85 mm | 1500x65x85 mm | N/A | N/A | 1550x100x130 mm | 1 | 1 | N/A | N/A | 0.02015 | 3.7 | 4.9
LINO 150 P, W | LINO |  |  | 49W | 3000K-4000K | 1313451CSTW | 8585054421886 | LED2 1313451CSTW LINO 150 P, W PRISMA 49W CASAMBI TW 3000K-4000K | 15509.78 | 12818 | 7.5 | WHITE | 9016 | ALUMINIUM/PMMA | PRISMATIC | 220-240V/50-60Hz | 1200 mA | CASAMBI TW | N/A | 90+ | < 3 | L80B20 50.000h | 5635lm | 115lm/W | 210lm/W | N/A | D | N/A | 77° | IP 20 | 1500 mm | 65 mm | 85 mm | 1500x65x85 mm | N/A | N/A | 1550x100x130 mm | 1 | 1 | N/A | N/A | 0.02015 | 3.7 | 4.9
LINO 150 P, W | LINO |  |  | 49W | 3000K-4000K | 1313451ZBTW | 8585054421893 | LED2 1313451ZBTW LINO 150 P, W PRISMA 49W ZIGBEE TW 3000K-4000K | 10667.36 | 8816 | 7.5 | WHITE | 9016 | ALUMINIUM/PMMA | PRISMATIC | 220-240V/50-60Hz | 1200 mA | ZIGBEE TW | N/A | 90+ | < 3 | L80B20 50.000h | 5635lm | 115lm/W | 210lm/W | N/A | D | N/A | 77° | IP 20 | 1500 mm | 65 mm | 85 mm | 1500x65x85 mm | N/A | N/A | 1550x100x130 mm | 1 | 1 | N/A | N/A | 0.02015 | 3.7 | 4.9
LINO 150 P, B | LINO |  |  | 37-49W | 3000K/3500K/4000K | 1310553 | 8585054403813 | LED2 1310553 LINO 150 P, B 37-49W 3CCT 3000K/3500/4000K | 7053.09 | 5829 | 7.5 | BLACK | 9005 | ALUMINIUM/PMMA | OPAL | 220-240V/50-60Hz | 800-1200 mA | ON/OFF | N/A | 90+ | < 3 | L80B20 50.000h | 4255-5635lm | 115lm/W | 210lm/W | N/A | D | N/A | 96° | IP 20 | 1500 mm | 65 mm | 85 mm | 1500x65x85 mm | N/A | N/A | 1550x100x130 mm | 1 | 1 | N/A | N/A | 0.02015 | 3.7 | 4.9
LINO 150 P, B | LINO |  |  | 49W | 3000K/3500K/4000K | 1310553D | 8585054404599 | LED2 1310553D LINO 150 P, B DALI/PUSH DIM 49W 3CCT 3000K/3500/4000K | 8947.95 | 7395 | 7.5 | BLACK | 9005 | ALUMINIUM/PMMA | OPAL | 220-240V/50-60Hz | 1200 mA | DALI/PUSH | N/A | 90+ | < 3 | L80B20 50.000h | 5635lm | 115lm/W | 210lm/W | N/A | D | N/A | 96° | IP 20 | 1500 mm | 65 mm | 85 mm | 1500x65x85 mm | N/A | N/A | 1550x100x130 mm | 1 | 1 | N/A | N/A | 0.02015 | 3.7 | 4.9
LINO 150 P, B | LINO |  |  | 49W | 3000K-4000K | 1310553DTW | 8585054416721 | LED2 1310553DTW LINO 150 P, B 49W DALI TW 3000K-4000K | 9158.49 | 7569 | 7.5 | BLACK | 9005 | ALUMINIUM/PMMA | OPAL | 220-240V/50-60Hz | 1200 mA | DALI TW/PUSH TW | N/A | 90+ | < 3 | L80B20 50.000h | 5635lm | 115lm/W | 210lm/W | N/A | D | N/A | 96° | IP 20 | 1500 mm | 65 mm | 85 mm | 1500x65x85 mm | N/A | N/A | 1550x100x130 mm | 1 | 1 | N/A | N/A | 0.02015 | 3.7 | 4.9
LINO 150 P, B | LINO |  |  | 49W | 3000K-4000K | 1310553CSTW | 8585054416738 | LED2 1310553CSTW LINO 150 P, B 49W CASAMBI TW 3000K-4000K | 14632.53 | 12093 | 7.5 | BLACK | 9005 | ALUMINIUM/PMMA | OPAL | 220-240V/50-60Hz | 1200 mA | CASAMBI TW | N/A | 90+ | < 3 | L80B20 50.000h | 5635lm | 115lm/W | 210lm/W | N/A | D | N/A | 96° | IP 20 | 1500 mm | 65 mm | 85 mm | 1500x65x85 mm | N/A | N/A | 1550x100x130 mm | 1 | 1 | N/A | N/A | 0.02015 | 3.7 | 4.9
LINO 150 P, B | LINO |  |  | 49W | 3000K-4000K | 1310553ZBTW | 8585054416745 | LED2 1310553ZBTW LINO 150 P, B 49W ZIGBEE TW 3000K-4000K | 9790.11 | 8091 | 7.5 | BLACK | 9005 | ALUMINIUM/PMMA | OPAL | 220-240V/50-60Hz | 1200 mA | ZIGBEE TW | N/A | 90+ | < 3 | L80B20 50.000h | 5635lm | 115lm/W | 210lm/W | N/A | D | N/A | 96° | IP 20 | 1500 mm | 65 mm | 85 mm | 1500x65x85 mm | N/A | N/A | 1550x100x130 mm | 1 | 1 | N/A | N/A | 0.02015 | 3.7 | 4.9
LINO 150 P, B | LINO |  |  | 37-49W | 3000K/3500K/4000K | 1313453 | 8585054421909 | LED2 1313453 LINO 150 P, B PRISMA 37-49W 3CCT 3000K/3500/4000K | 7930.34 | 6554 | 7.5 | BLACK | 9005 | ALUMINIUM/PMMA | PRISMATIC | 220-240V/50-60Hz | 800-1200 mA | ON/OFF | N/A | 90+ | < 3 | L80B20 50.000h | 4255-5635lm | 115lm/W | 210lm/W | N/A | D | N/A | 77° | IP 20 | 1500 mm | 65 mm | 85 mm | 1500x65x85 mm | N/A | N/A | 1550x100x130 mm | 1 | 1 | N/A | N/A | 0.02015 | 3.7 | 4.9
LINO 150 P, B | LINO |  |  | 49W | 3000K/3500K/4000K | 1313453D | 8585054421916 | LED2 1313453D LINO 150 P, B PRISMA 49W DALI/PUSH DIM 3CCT 3000K/3500/4000K | 9825.2 | 8120 | 7.5 | BLACK | 9005 | ALUMINIUM/PMMA | PRISMATIC | 220-240V/50-60Hz | 1200 mA | DALI/PUSH | N/A | 90+ | < 3 | L80B20 50.000h | 5635lm | 115lm/W | 210lm/W | N/A | D | N/A | 77° | IP 20 | 1500 mm | 65 mm | 85 mm | 1500x65x85 mm | N/A | N/A | 1550x100x130 mm | 1 | 1 | N/A | N/A | 0.02015 | 3.7 | 4.9
LINO 150 P, B | LINO |  |  | 49W | 3000K-4000K | 1313453DTW | 8585054421923 | LED2 1313453DTW LINO 150 P, B PRISMA 49W DALI TW 3000K-4000K | 10035.74 | 8294 | 7.5 | BLACK | 9005 | ALUMINIUM/PMMA | PRISMATIC | 220-240V/50-60Hz | 1200 mA | DALI TW/PUSH TW | N/A | 90+ | < 3 | L80B20 50.000h | 5635lm | 115lm/W | 210lm/W | N/A | D | N/A | 77° | IP 20 | 1500 mm | 65 mm | 85 mm | 1500x65x85 mm | N/A | N/A | 1550x100x130 mm | 1 | 1 | N/A | N/A | 0.02015 | 3.7 | 4.9
LINO 150 P, B | LINO |  |  | 49W | 3000K-4000K | 1313453CSTW | 8585054421930 | LED2 1313453CSTW LINO 150 P, B PRISMA 49W CASAMBI TW 3000K-4000K | 15509.78 | 12818 | 7.5 | BLACK | 9005 | ALUMINIUM/PMMA | PRISMATIC | 220-240V/50-60Hz | 1200 mA | CASAMBI TW | N/A | 90+ | < 3 | L80B20 50.000h | 5635lm | 115lm/W | 210lm/W | N/A | D | N/A | 77° | IP 20 | 1500 mm | 65 mm | 85 mm | 1500x65x85 mm | N/A | N/A | 1550x100x130 mm | 1 | 1 | N/A | N/A | 0.02015 | 3.7 | 4.9
LINO 150 P, B | LINO |  |  | 49W | 3000K-4000K | 1313453ZBTW | 8585054421947 | LED2 1313453ZBTW LINO 150 P, B PRISMA 49W ZIGBEE TW 3000K-4000K | 10667.36 | 8816 | 7.5 | BLACK | 9005 | ALUMINIUM/PMMA | PRISMATIC | 220-240V/50-60Hz | 1200 mA | ZIGBEE TW | N/A | 90+ | < 3 | L80B20 50.000h | 5635lm | 115lm/W | 210lm/W | N/A | D | N/A | 77° | IP 20 | 1500 mm | 65 mm | 85 mm | 1500x65x85 mm | N/A | N/A | 1550x100x130 mm | 1 | 1 | N/A | N/A | 0.02015 | 3.7 | 4.9
LINO II 90 P, W | LINO II | NEW |  | 18-24W | 3000K/3500K/4000K | 1314151 | 8585054426881 | LED2 1314151 LINO II 90 P, W PRISMA 18-24W 3CCT 3000K/3500/4000K | 5474.04 | 4524 | 7.5 | WHITE | 9016 | ALUMINIUM/PMMA | PRISMATIC | 220-240V/50-60Hz | 450-600 mA | ON/OFF | N/A | 90+ | < 3 | L80B20 50.000h | 2520-3360lm | 140lm/W |  | N/A | C | N/A | 80° | IP 20 | 900 mm | 65 mm | 85 mm | 900x65x85 mm | N/A | N/A | 940x100x130 mm | 1 | 1 | N/A | N/A | 0.01222 | 2.3 | 3.1
LINO II 90 P, W | LINO II | NEW |  | 24W | 3000K/3500K/4000K | 1314151D | 8585054426898 | LED2 1314151D LINO II 90 P, W PRISMA 24W DALI/PUSH DIM 3CCT 3000K/3500/4000K | 7579.44 | 6264 | 7.5 | WHITE | 9016 | ALUMINIUM/PMMA | PRISMATIC | 220-240V/50-60Hz | 600 mA | DALI/PUSH | N/A | 90+ | < 3 | L80B20 50.000h | 3360lm | 140lm/W |  | N/A | C | N/A | 80° | IP 20 | 900 mm | 65 mm | 85 mm | 900x65x85 mm | N/A | N/A | 940x100x130 mm | 1 | 1 | N/A | N/A | 0.01222 | 2.3 | 3.1
LINO II 90 P, W | LINO II | NEW |  | 24W | 3000K-4000K | 1314151DTW | 8585054427833 | LED2 1314151DTW LINO II 90 P, W PRISMA 24W DALI TW 3CCT 3000K-4000K | 7579.44 | 6264 | 7.5 | WHITE | 9016 | ALUMINIUM/PMMA | PRISMATIC | 220-240V/50-60Hz | 600 mA | DALI TW/PUSH TW | N/A | 90+ | < 3 | L80B20 50.000h | 3360lm | 140lm/W |  | N/A | C | N/A | 80° | IP 20 | 900 mm | 65 mm | 85 mm | 900x65x85 mm | N/A | N/A | 940x100x130 mm | 1 | 1 | N/A | N/A | 0.01222 | 2.3 | 3.1
LINO II 90 P, W | LINO II | NEW |  | 24W | 3000K-4000K | 1314151CSTW | 8585054427840 | LED2 1314151CSTW LINO II 90 P, W PRISMA 24W CASAMBI TW 3CCT 3000K-4000K | 13053.48 | 10788 | 7.5 | WHITE | 9016 | ALUMINIUM/PMMA | PRISMATIC | 220-240V/50-60Hz | 600 mA | CASAMBI TW | N/A | 90+ | < 3 | L80B20 50.000h | 3360lm | 140lm/W |  | N/A | C | N/A | 80° | IP 20 | 900 mm | 65 mm | 85 mm | 900x65x85 mm | N/A | N/A | 940x100x130 mm | 1 | 1 | N/A | N/A | 0.01222 | 2.3 | 3.1
LINO II 90 P, W | LINO II | NEW |  | 24W | 3000K-4000K | 1314151ZBTW | 8585054427857 | LED2 1314151ZBTW LINO II 90 P, W PRISMA 24W ZIGBEE TW 3CCT 3000K-4000K | 8211.06 | 6786 | 7.5 | WHITE | 9016 | ALUMINIUM/PMMA | PRISMATIC | 220-240V/50-60Hz | 600 mA | ZIGBEE TW | N/A | 90+ | < 3 | L80B20 50.000h | 3360lm | 140lm/W |  | N/A | C | N/A | 80° | IP 20 | 900 mm | 65 mm | 85 mm | 900x65x85 mm | N/A | N/A | 940x100x130 mm | 1 | 1 | N/A | N/A | 0.01222 | 2.3 | 3.1
LINO II 90 P, B | LINO II | NEW |  | 18-24W | 3000K/3500K/4000K | 1314153 | 8585054426904 | LED2 1314153 LINO II 90 P, B PRISMA 18-24W 3CCT 3000K/3500/4000K | 5474.04 | 4524 | 7.5 | BLACK | 9005 | ALUMINIUM/PMMA | PRISMATIC | 220-240V/50-60Hz | 450-600 mA | ON/OFF | N/A | 90+ | < 3 | L80B20 50.000h | 2520-3360lm | 140lm/W |  | N/A | C | N/A | 80° | IP 20 | 900 mm | 65 mm | 85 mm | 900x65x85 mm | N/A | N/A | 940x100x130 mm | 1 | 1 | N/A | N/A | 0.01222 | 2.3 | 3.1
LINO II 90 P, B | LINO II | NEW |  | 24W | 3000K/3500K/4000K | 1314153D | 8585054426911 | LED2 1314153D LINO II 90 P, B PRISMA 24W DALI/PUSH DIM 3CCT 3000K/3500/4000K | 7579.44 | 6264 | 7.5 | BLACK | 9005 | ALUMINIUM/PMMA | PRISMATIC | 220-240V/50-60Hz | 600 mA | DALI/PUSH | N/A | 90+ | < 3 | L80B20 50.000h | 3360lm | 140lm/W |  | N/A | C | N/A | 80° | IP 20 | 900 mm | 65 mm | 85 mm | 900x65x85 mm | N/A | N/A | 940x100x130 mm | 1 | 1 | N/A | N/A | 0.01222 | 2.3 | 3.1
LINO II 90 P, B | LINO II | NEW |  | 24W | 3000K-4000K | 1314153DTW | 8585054427864 | LED2 1314153DTW LINO II 90 P, B PRISMA 24W DALI TW 3CCT 3000K-4000K | 7579.44 | 6264 | 7.5 | BLACK | 9016 | ALUMINIUM/PMMA | PRISMATIC | 220-240V/50-60Hz | 600 mA | DALI TW/PUSH TW | N/A | 90+ | < 3 | L80B20 50.000h | 3360lm | 140lm/W |  | N/A | C | N/A | 80° | IP 20 | 900 mm | 65 mm | 85 mm | 900x65x85 mm | N/A | N/A | 940x100x130 mm | 1 | 1 | N/A | N/A | 0.01222 | 2.3 | 3.1
LINO II 90 P, B | LINO II | NEW |  | 24W | 3000K-4000K | 1314153CSTW | 8585054427871 | LED2 1314153CSTW LINO II 90 P, B PRISMA 24W CASAMBI TW 3CCT 3000K-4000K | 13053.48 | 10788 | 7.5 | BLACK | 9016 | ALUMINIUM/PMMA | PRISMATIC | 220-240V/50-60Hz | 600 mA | CASAMBI TW | N/A | 90+ | < 3 | L80B20 50.000h | 3360lm | 140lm/W |  | N/A | C | N/A | 80° | IP 20 | 900 mm | 65 mm | 85 mm | 900x65x85 mm | N/A | N/A | 940x100x130 mm | 1 | 1 | N/A | N/A | 0.01222 | 2.3 | 3.1
LINO II 90 P, B | LINO II | NEW |  | 24W | 3000K-4000K | 1314153ZBTW | 8585054427888 | LED2 1314153ZBTW LINO II 90 P, B PRISMA 24W ZIGBEE TW 3CCT 3000K-4000K | 8211.06 | 6786 | 7.5 | BLACK | 9016 | ALUMINIUM/PMMA | PRISMATIC | 220-240V/50-60Hz | 600 mA | ZIGBEE TW | N/A | 90+ | < 3 | L80B20 50.000h | 3360lm | 140lm/W |  | N/A | C | N/A | 80° | IP 20 | 900 mm | 65 mm | 85 mm | 900x65x85 mm | N/A | N/A | 940x100x130 mm | 1 | 1 | N/A | N/A | 0.01222 | 2.3 | 3.1
LINO II 120 P, W | LINO II | NEW |  | 21-32W | 3000K/3500K/4000K | 1314251 | 8585054426928 | LED2 1314251 LINO II 120 P, W PRISMA 21-32W 3CCT 3000K/3500/4000K | 6702.19 | 5539 | 7.5 | WHITE | 9016 | ALUMINIUM/PMMA | PRISMATIC | 220-240V/50-60Hz | 500-800 mA | ON/OFF | N/A | 90+ | < 3 | L80B20 50.000h | 2940-4480lm | 140lm/W |  | N/A | C | N/A | 80° | IP 20 | 1200 mm | 65 mm | 85 mm | 1200x65x85 mm | N/A | N/A | 1250x100x130 mm | 1 | 1 | N/A | N/A | 0.01625 | 3 | 4
LINO II 120 P, W | LINO II | NEW |  | 32W | 3000K/3500K/4000K | 1314251D | 8585054426935 | LED2 1314251D LINO II 120 P, W PRISMA 32W DALI/PUSH DIM 3CCT 3000K/3500/4000K | 8351.42 | 6902 | 7.5 | WHITE | 9016 | ALUMINIUM/PMMA | PRISMATIC | 220-240V/50-60Hz | 800 mA | DALI/PUSH | N/A | 90+ | < 3 | L80B20 50.000h | 4480lm | 140lm/W |  | N/A | C | N/A | 80° | IP 20 | 1200 mm | 65 mm | 85 mm | 1200x65x85 mm | N/A | N/A | 1250x100x130 mm | 1 | 1 | N/A | N/A | 0.01625 | 3 | 4
LINO II 120 P, W | LINO II | NEW |  | 32W | 3000K-4000K | 1314251DTW | 8585054427895 | LED2 1314251DTW LINO II 120 P, W PRISMA 32W DALI TW 3CCT 3000K-4000K | 8807.59 | 7279 | 7.5 | WHITE | 9016 | ALUMINIUM/PMMA | PRISMATIC | 220-240V/50-60Hz | 800 mA | DALI TW/PUSH TW | N/A | 90+ | < 3 | L80B20 50.000h | 4480lm | 140lm/W |  | N/A | C | N/A | 80° | IP 20 | 1200 mm | 65 mm | 85 mm | 1200x65x85 mm | N/A | N/A | 1250x100x130 mm | 1 | 1 | N/A | N/A | 0.01625 | 3 | 4
LINO II 120 P, W | LINO II | NEW |  | 32W | 3000K-4000K | 1314251CSTW | 8585054427901 | LED2 1314251CSTW LINO II 120 P, W PRISMA 32W CASAMBI TW 3CCT 3000K-4000K | 14281.63 | 11803 | 7.5 | WHITE | 9016 | ALUMINIUM/PMMA | PRISMATIC | 220-240V/50-60Hz | 800 mA | CASAMBI TW | N/A | 90+ | < 3 | L80B20 50.000h | 4480lm | 140lm/W |  | N/A | C | N/A | 80° | IP 20 | 1200 mm | 65 mm | 85 mm | 1200x65x85 mm | N/A | N/A | 1250x100x130 mm | 1 | 1 | N/A | N/A | 0.01625 | 3 | 4
LINO II 120 P, W | LINO II | NEW |  | 32W | 3000K-4000K | 1314251ZBTW | 8585054427918 | LED2 1314251ZBTW LINO II 120 P, W PRISMA 32W ZIGBEE TW 3CCT 3000K-4000K | 9439.21 | 7801 | 7.5 | WHITE | 9016 | ALUMINIUM/PMMA | PRISMATIC | 220-240V/50-60Hz | 800 mA | ZIGBEE TW | N/A | 90+ | < 3 | L80B20 50.000h | 4480lm | 140lm/W |  | N/A | C | N/A | 80° | IP 20 | 1200 mm | 65 mm | 85 mm | 1200x65x85 mm | N/A | N/A | 1250x100x130 mm | 1 | 1 | N/A | N/A | 0.01625 | 3 | 4
LINO II 120 P, B | LINO II | NEW |  | 21-32W | 3000K/3500K/4000K | 1314253 | 8585054426942 | LED2 1314253 LINO II 120 P, B PRISMA 21-32W 3CCT 3000K/3500/4000K | 6702.19 | 5539 | 7.5 | BLACK | 9005 | ALUMINIUM/PMMA | PRISMATIC | 220-240V/50-60Hz | 500-800 mA | ON/OFF | N/A | 90+ | < 3 | L80B20 50.000h | 2940-4480lm | 140lm/W |  | N/A | C | N/A | 80° | IP 20 | 1200 mm | 65 mm | 85 mm | 1200x65x85 mm | N/A | N/A | 1250x100x130 mm | 1 | 1 | N/A | N/A | 0.01625 | 3 | 4
LINO II 120 P, B | LINO II | NEW |  | 32W | 3000K/3500K/4000K | 1314253D | 8585054426959 | LED2 1314253D LINO II 120 P, B PRISMA 32W DALI/PUSH DIM 3CCT 3000K/3500/4000K | 8351.42 | 6902 | 7.5 | BLACK | 9005 | ALUMINIUM/PMMA | PRISMATIC | 220-240V/50-60Hz | 800 mA | DALI/PUSH | N/A | 90+ | < 3 | L80B20 50.000h | 4480lm | 140lm/W |  | N/A | C | N/A | 80° | IP 20 | 1200 mm | 65 mm | 85 mm | 1200x65x85 mm | N/A | N/A | 1250x100x130 mm | 1 | 1 | N/A | N/A | 0.01625 | 3 | 4
LINO II 120 P, B | LINO II | NEW |  | 32W | 3000K-4000K | 1314253DTW | 8585054427925 | LED2 1314253DTW LINO II 120 P, B PRISMA 32W DALI TW 3CCT 3000K-4000K | 8807.59 | 7279 | 7.5 | BLACK | 9005 | ALUMINIUM/PMMA | PRISMATIC | 220-240V/50-60Hz | 800 mA | DALI TW/PUSH TW | N/A | 90+ | < 3 | L80B20 50.000h | 4480lm | 140lm/W |  | N/A | C | N/A | 80° | IP 20 | 1200 mm | 65 mm | 85 mm | 1200x65x85 mm | N/A | N/A | 1250x100x130 mm | 1 | 1 | N/A | N/A | 0.01625 | 3 | 4
LINO II 120 P, B | LINO II | NEW |  | 32W | 3000K-4000K | 1314253CSTW | 8585054427932 | LED2 1314253CSTW LINO II 120 P, B PRISMA 32W CASAMBI TW 3CCT 3000K-4000K | 14281.63 | 11803 | 7.5 | BLACK | 9005 | ALUMINIUM/PMMA | PRISMATIC | 220-240V/50-60Hz | 800 mA | CASAMBI TW | N/A | 90+ | < 3 | L80B20 50.000h | 4480lm | 140lm/W |  | N/A | C | N/A | 80° | IP 20 | 1200 mm | 65 mm | 85 mm | 1200x65x85 mm | N/A | N/A | 1250x100x130 mm | 1 | 1 | N/A | N/A | 0.01625 | 3 | 4
LINO II 120 P, B | LINO II | NEW |  | 32W | 3000K-4000K | 1314253ZBTW | 8585054427949 | LED2 1314253ZBTW LINO II 120 P, B PRISMA 32W ZIGBEE TW 3CCT 3000K-4000K | 9439.21 | 7801 | 7.5 | BLACK | 9005 | ALUMINIUM/PMMA | PRISMATIC | 220-240V/50-60Hz | 800 mA | ZIGBEE TW | N/A | 90+ | < 3 | L80B20 50.000h | 4480lm | 140lm/W |  | N/A | C | N/A | 80° | IP 20 | 1200 mm | 65 mm | 85 mm | 1200x65x85 mm | N/A | N/A | 1250x100x130 mm | 1 | 1 | N/A | N/A | 0.01625 | 3 | 4
LINO II 150 P, W | LINO II | NEW |  | 37-49W | 3000K/3500K/4000K | 1314351 | 8585054426966 | LED2 1314351 LINO II 150 P, W PRISMA 37-49W 3CCT 3000K/3500/4000K | 7930.34 | 6554 | 7.5 | WHITE | 9016 | ALUMINIUM/PMMA | PRISMATIC | 220-240V/50-60Hz | 800-1200 mA | ON/OFF | N/A | 90+ | < 3 | L80B20 50.000h | 5180-6860lm | 140lm/W |  | N/A | C | N/A | 80° | IP 20 | 1500 mm | 65 mm | 85 mm | 1500x65x85 mm | N/A | N/A | 1550x100x130 mm | 1 | 1 | N/A | N/A | 0.02015 | 3.7 | 4.9
LINO II 150 P, W | LINO II | NEW |  | 49W | 3000K/3500K/4000K | 1314351D | 8585054426973 | LED2 1314351D LINO II 150 P, W PRISMA 49W DALI/PUSH DIM 3CCT 3000K/3500/4000K | 9825.2 | 8120 | 7.5 | WHITE | 9016 | ALUMINIUM/PMMA | PRISMATIC | 220-240V/50-60Hz | 1200 mA | DALI/PUSH | N/A | 90+ | < 3 | L80B20 50.000h | 6860lm | 140lm/W |  | N/A | C | N/A | 80° | IP 20 | 1500 mm | 65 mm | 85 mm | 1500x65x85 mm | N/A | N/A | 1550x100x130 mm | 1 | 1 | N/A | N/A | 0.02015 | 3.7 | 4.9
LINO II 150 P, W | LINO II | NEW |  | 49W | 3000K-4000K | 1314351DTW | 8585054427956 | LED2 1314351DTW LINO II 150 P, W PRISMA 49W DALI TW 3CCT 3000K-4000K | 10035.74 | 8294 | 7.5 | WHITE | 9016 | ALUMINIUM/PMMA | PRISMATIC | 220-240V/50-60Hz | 1200 mA | DALI TW/PUSH TW | N/A | 90+ | < 3 | L80B20 50.000h | 6860lm | 140lm/W |  | N/A | C | N/A | 80° | IP 20 | 1500 mm | 65 mm | 85 mm | 1500x65x85 mm | N/A | N/A | 1550x100x130 mm | 1 | 1 | N/A | N/A | 0.02015 | 3.7 | 4.9
LINO II 150 P, W | LINO II | NEW |  | 49W | 3000K-4000K | 1314351CSTW | 8585054427963 | LED2 1314351CSTW LINO II 150 P, W PRISMA 49W CASAMBI TW 3CCT 3000K-4000K | 15509.78 | 12818 | 7.5 | WHITE | 9016 | ALUMINIUM/PMMA | PRISMATIC | 220-240V/50-60Hz | 1200 mA | CASAMBI TW | N/A | 90+ | < 3 | L80B20 50.000h | 6860lm | 140lm/W |  | N/A | C | N/A | 80° | IP 20 | 1500 mm | 65 mm | 85 mm | 1500x65x85 mm | N/A | N/A | 1550x100x130 mm | 1 | 1 | N/A | N/A | 0.02015 | 3.7 | 4.9
LINO II 150 P, W | LINO II | NEW |  | 49W | 3000K-4000K | 1314351ZBTW | 8585054427970 | LED2 1314351ZBTW LINO II 150 P, W PRISMA 49W ZIGBEE TW 3CCT 3000K-4000K | 10667.36 | 8816 | 7.5 | WHITE | 9016 | ALUMINIUM/PMMA | PRISMATIC | 220-240V/50-60Hz | 1200 mA | ZIGBEE TW | N/A | 90+ | < 3 | L80B20 50.000h | 6860lm | 140lm/W |  | N/A | C | N/A | 80° | IP 20 | 1500 mm | 65 mm | 85 mm | 1500x65x85 mm | N/A | N/A | 1550x100x130 mm | 1 | 1 | N/A | N/A | 0.02015 | 3.7 | 4.9
LINO II 150 P, B | LINO II | NEW |  | 37-49W | 3000K/3500K/4000K | 1314353 | 8585054426980 | LED2 1314353 LINO II 150 P, B PRISMA 37-49W 3CCT 3000K/3500/4000K | 7930.34 | 6554 | 7.5 | BLACK | 9005 | ALUMINIUM/PMMA | PRISMATIC | 220-240V/50-60Hz | 800-1200 mA | ON/OFF | N/A | 90+ | < 3 | L80B20 50.000h | 5180-6860lm | 140lm/W |  | N/A | C | N/A | 80° | IP 20 | 1500 mm | 65 mm | 85 mm | 1500x65x85 mm | N/A | N/A | 1550x100x130 mm | 1 | 1 | N/A | N/A | 0.02015 | 3.7 | 4.9
LINO II 150 P, B | LINO II | NEW |  | 49W | 3000K/3500K/4000K | 1314353D | 8585054426997 | LED2 1314353D LINO II 150 P, B PRISMA 49W DALI/PUSH DIM 3CCT 3000K/3500/4000K | 9825.2 | 8120 | 7.5 | BLACK | 9005 | ALUMINIUM/PMMA | PRISMATIC | 220-240V/50-60Hz | 1200 mA | DALI/PUSH | N/A | 90+ | < 3 | L80B20 50.000h | 6860lm | 140lm/W |  | N/A | C | N/A | 80° | IP 20 | 1500 mm | 65 mm | 85 mm | 1500x65x85 mm | N/A | N/A | 1550x100x130 mm | 1 | 1 | N/A | N/A | 0.02015 | 3.7 | 4.9
LINO II 150 P, B | LINO II | NEW |  | 49W | 3000K-4000K | 1314353DTW | 8585054427987 | LED2 1314353DTW LINO II 150 P, B PRISMA 49W DALI TW 3CCT 3000K-4000K | 10035.74 | 8294 | 7.5 | BLACK | 9005 | ALUMINIUM/PMMA | PRISMATIC | 220-240V/50-60Hz | 1200 mA | DALI TW/PUSH TW | N/A | 90+ | < 3 | L80B20 50.000h | 6860lm | 140lm/W |  | N/A | C | N/A | 80° | IP 20 | 1500 mm | 65 mm | 85 mm | 1500x65x85 mm | N/A | N/A | 1550x100x130 mm | 1 | 1 | N/A | N/A | 0.02015 | 3.7 | 4.9
LINO II 150 P, B | LINO II | NEW |  | 49W | 3000K-4000K | 1314353CSTW | 8585054427994 | LED2 1314353CSW LINO II 150 P, B PRISMA 49W CASAMBI TW 3CCT 3000K-4000K | 15509.78 | 12818 | 7.5 | BLACK | 9005 | ALUMINIUM/PMMA | PRISMATIC | 220-240V/50-60Hz | 1200 mA | CASAMBI TW | N/A | 90+ | < 3 | L80B20 50.000h | 6860lm | 140lm/W |  | N/A | C | N/A | 80° | IP 20 | 1500 mm | 65 mm | 85 mm | 1500x65x85 mm | N/A | N/A | 1550x100x130 mm | 1 | 1 | N/A | N/A | 0.02015 | 3.7 | 4.9
LINO II 150 P, B | LINO II | NEW |  | 49W | 3000K-4000K | 1314353ZBTW | 8585054428007 | LED2 1314353ZBTW LINO II 150 P, B PRISMA 49W ZIGBEE TW 3CCT 3000K-4000K | 10667.36 | 8816 | 7.5 | BLACK | 9005 | ALUMINIUM/PMMA | PRISMATIC | 220-240V/50-60Hz | 1200 mA | ZIGBEE TW | N/A | 90+ | < 3 | L80B20 50.000h | 6860lm | 140lm/W |  | N/A | C | N/A | 80° | IP 20 | 1500 mm | 65 mm | 85 mm | 1500x65x85 mm | N/A | N/A | 1550x100x130 mm | 1 | 1 | N/A | N/A | 0.02015 | 3.7 | 4.9
LINO LASER 120 P, B | LINO |  |  | 24-32W | 3000K | 1312333 | 8585054406258 | LED2 1312333 LINO LASER 120 P, B 24-32W 3000K | 6912.73 | 5713 | 7.5 | BLACK | 9005 | ALUMINIUM/PMMA | LOUVRE | 220-240V/50-60Hz | 500-700 mA | ON/OFF | N/A | 90+ | < 3 | L80B20 50.000h | 2880-3840lm | 120lm/W | 210lm/w | N/A | D | < 16 | 65° | IP 20 | 1200 mm | 65 mm | 85 mm | 1200x65x85 mm | N/A | N/A | 1250x100x130 mm | 1 | 1 | N/A | N/A | 0.01625 | 3.2 | 4.2
LINO LASER 120 P, B | LINO |  |  | 32W | 3000K | 1312333D | 8585054406265 | LED2 1312333D LINO LASER 120 P, B DALI/PUSH DIM 32W 3000K | 8561.96 | 7076 | 7.5 | BLACK | 9005 | ALUMINIUM/PMMA | LOUVRE | 220-240V/50-60Hz | 700 mA | DALI/PUSH | N/A | 90+ | < 3 | L80B20 50.000h | 3840lm | 120lm/W | 210lm/W | N/A | D | < 16 | 65° | IP 20 | 1200 mm | 65 mm | 85 mm | 1200x65x85 mm | N/A | N/A | 1250x100x130 mm | 1 | 1 | N/A | N/A | 0.01625 | 3.2 | 4.2
LINO LASER 120 P, B | LINO |  |  | 32W | 3000K | 1312333CS | 8585054416752 | LED2 1312333CS LINO LASER 120 P, B 32W CASAMBI 3000K | 14036 | 11600 | 7.5 | BLACK | 9005 | ALUMINIUM/PMMA | LOUVRE | 220-240V/50-60Hz | 700 mA | CASAMBI | N/A | 90+ | < 3 | L80B20 50.000h | 3840lm | 120lm/W | 210lm/W | N/A | D | < 16 | 65° | IP 20 | 1200 mm | 65 mm | 85 mm | 1200x65x85 mm | N/A | N/A | 1250x100x130 mm | 1 | 1 | N/A | N/A | 0.01625 | 3.2 | 4.2
LINO LASER 120 P, B | LINO |  |  | 32W | 3000K | 1312333ZB | 8585054416769 | LED2 1312333ZB LINO LASER 120 P, B 32W ZIGBEE 3000K | 11544.61 | 9541 | 7.5 | BLACK | 9005 | ALUMINIUM/PMMA | LOUVRE | 220-240V/50-60Hz | 700 mA | ZIGBEE | N/A | 90+ | < 3 | L80B20 50.000h | 3840lm | 120lm/W | 210lm/W | N/A | D | < 16 | 65° | IP 20 | 1200 mm | 65 mm | 85 mm | 1200x65x85 mm | N/A | N/A | 1250x100x130 mm | 1 | 1 | N/A | N/A | 0.01625 | 3.2 | 4.2
LINO LASER 120 P, B | LINO |  |  | 24-32W | 4000K | 1312343 | 8585054406272 | LED2 1312343 LINO LASER 120 P, B 24-32W 4000K | 6912.73 | 5713 | 7.5 | BLACK | 9005 | ALUMINIUM/PMMA | LOUVRE | 220-240V/50-60Hz | 500-700 mA | ON/OFF | N/A | 90+ | < 3 | L80B20 50.000h | 2880-3840lm | 120lm/W | 210lm/W | N/A | D | < 16 | 65° | IP 20 | 1200 mm | 65 mm | 85 mm | 1200x65x85 mm | N/A | N/A | 1250x100x130 mm | 1 | 1 | N/A | N/A | 0.01625 | 3.2 | 4.2
LINO LASER 120 P, B | LINO |  |  | 32W | 4000K | 1312343D | 8585054406289 | LED2 1312343D LINO LASER 120 P, B DALI/PUSH DIM 32W 4000K | 8561.96 | 7076 | 7.5 | BLACK | 9005 | ALUMINIUM/PMMA | LOUVRE | 220-240V/50-60Hz | 700 mA | DALI/PUSH | N/A | 90+ | < 3 | L80B20 50.000h | 3840lm | 120lm/W | 210lm/W | N/A | D | < 16 | 65° | IP 20 | 1200 mm | 65 mm | 85 mm | 1200x65x85 mm | N/A | N/A | 1250x100x130 mm | 1 | 1 | N/A | N/A | 0.01625 | 3.2 | 4.2
LINO LASER 120 P, B | LINO |  |  | 32W | 4000K | 1312343CS | 8585054416776 | LED2 1312343CS LINO LASER 120 P, B 32W CASAMBI 4000K | 14036 | 11600 | 7.5 | BLACK | 9005 | ALUMINIUM/PMMA | LOUVRE | 220-240V/50-60Hz | 700 mA | CASAMBI | N/A | 90+ | < 3 | L80B20 50.000h | 3840lm | 120lm/W | 210lm/W | N/A | D | < 16 | 65° | IP 20 | 1200 mm | 65 mm | 85 mm | 1200x65x85 mm | N/A | N/A | 1250x100x130 mm | 1 | 1 | N/A | N/A | 0.01625 | 3.2 | 4.2
LINO LASER 120 P, B | LINO |  |  | 32W | 4000K | 1312343ZB | 8585054416783 | LED2 1312343ZB LINO LASER 120 P, B 32W ZIGBEE 4000K | 11544.61 | 9541 | 7.5 | BLACK | 9005 | ALUMINIUM/PMMA | LOUVRE | 220-240V/50-60Hz | 700 mA | ZIGBEE | N/A | 90+ | < 3 | L80B20 50.000h | 3840lm | 120lm/W | 210lm/W | N/A | D | < 16 | 65° | IP 20 | 1200 mm | 65 mm | 85 mm | 1200x65x85 mm | N/A | N/A | 1250x100x130 mm | 1 | 1 | N/A | N/A | 0.01625 | 3.2 | 4.2
NOLI 120 P, W | NOLI |  | YES | 40W | 3000K/3500K/4000K | 1235851 | 8585054413935 | LED2 1235851 NOLI 120 P, W 40W 3CCT 3000K/3500K/4000K | 2982.65 | 2465 | 7.5 | WHITE | 9016 | ALUMINIUM/PS | OPAL | 220-240V/50-60Hz | 1000 mA | ON/OFF | N/A | 90+ | < 3 | L70B20 50.000h | 4400lm | 110lm/W | 152lm/W | N/A | E | N/A | 110° | IP 20 | 1200 mm | 59 mm | 70 mm | 1200x59x70 mm | N/A | N/A | 1210x70x80 mm | 1 | 6 | 18585054413932 | N/A | 0.006776 | 1.3 | 1.8
NOLI 120 P, W | NOLI | NEW | YES | 40W | 3000K/3500K/4000K | 1235851DT | 8585054430512 | LED2 1235851DT NOLI 120 P, W TRIAC DIM 40W 3CCT 3000K/3500K/4000K | 3579.18 | 2958 | 7.5 | WHITE | 9016 | ALUMINIUM/PS | OPAL | 220-240V/50-60Hz | 1050 mA | TRIAC | N/A | 90+ | < 3 | L70B20 50.000h | 4400lm | 110lm/W | 152lm/W | N/A | E | N/A | 110° | IP 20 | 1200 mm | 59 mm | 70 mm | 1200x59x70 mm | N/A | N/A | 1210x70x80 mm | 1 | 1 | N/A | N/A | 0.006776 | 1.3 | 1.8
NOLI 120 P, W | NOLI | NEW | YES | 40W | 3000K/3500K/4000K | 1235851D | 8585054430529 | LED2 1235851D NOLI 120 P, W DALI/PUSH DIM 40W 3CCT 3000K/3500K/4000K | 4491.52 | 3712 | 7.5 | WHITE | 9016 | ALUMINIUM/PS | OPAL | 220-240V/50-60Hz | 1000 mA | DALI/PUSH | N/A | 90+ | < 3 | L70B20 50.000h | 4400lm | 110lm/W | 152lm/W | N/A | E | N/A | 110° | IP 20 | 1200 mm | 59 mm | 70 mm | 1200x59x70 mm | N/A | N/A | 1210x70x80 mm | 1 | 1 | N/A | N/A | 0.006776 | 1.3 | 1.8
NOLI 120 P, B | NOLI |  | YES | 40W | 3000K/3500K/4000K | 1235853 | 8585054413942 | LED2 1235853 NOLI 120 P, B 40W 3CCT 3000K/3500K/4000K | 2982.65 | 2465 | 7.5 | BLACK | 9005 | ALUMINIUM/PS | OPAL | 220-240V/50-60Hz | 1000 mA | ON/OFF | N/A | 90+ | < 3 | L70B20 50.000h | 4400lm | 110lm/W | 152lm/W | N/A | E | N/A | 110° | IP 20 | 1200 mm | 59 mm | 70 mm | 1200x59x70 mm | N/A | N/A | 1210x70x80 mm | 1 | 6 | 18585054413949 | N/A | 0.006776 | 1.3 | 1.8
NOLI 120 P, B | NOLI | NEW | YES | 40W | 3000K/3500K/4000K | 1235853DT | 8585054430536 | LED2 1235853DT NOLI 120 P, B TRIAC DIM 40W 3CCT 3000K/3500K/4000K | 4210.8 | 3480 | 7.5 | BLACK | 9005 | ALUMINIUM/PS | OPAL | 220-240V/50-60Hz | 1050 mA | TRIAC | N/A | 90+ | < 3 | L70B20 50.000h | 4400lm | 110lm/W | 152lm/W | N/A | E | N/A | 110° | IP 20 | 1200 mm | 59 mm | 70 mm | 1200x59x70 mm | N/A | N/A | 1210x70x80 mm | 1 | 1 | N/A | N/A | 0.006776 | 1.3 | 1.8
NOLI 120 P, B | NOLI | NEW | YES | 40W | 3000K/3500K/4000K | 1235853D | 8585054430543 | LED2 1235853D NOLI 120 P, B DALI/PUSH DIM 40W 3CCT 3000K/3500K/4000K | 4491.52 | 3712 | 7.5 | BLACK | 9005 | ALUMINIUM/PS | OPAL | 220-240V/50-60Hz | 1000 mA | DALI/PUSH | N/A | 90+ | < 3 | L70B20 50.000h | 4400lm | 110lm/W | 152lm/W | N/A | E | N/A | 110° | IP 20 | 1200 mm | 59 mm | 70 mm | 1200x59x70 mm | N/A | N/A | 1210x70x80 mm | 1 | 1 | N/A | N/A | 0.006776 | 1.3 | 1.8
NOLI 150 P, W | NOLI |  | YES | 60W | 3000K/3500K/4000K | 1235951 | 8585054413959 | LED2 1235951 NOLI 150 P, W 60W 3CCT 3000K/3500K/4000K | 3859.9 | 3190 | 7.5 | WHITE | 9016 | ALUMINIUM/PS | OPAL | 220-240V/50-60Hz | 1500 mA | ON/OFF | N/A | 90+ | < 3 | L70B20 50.000h | 6600lm | 110lm/W | 152lm/W | N/A | E | N/A | 110° | IP 20 | 1500 mm | 59 mm | 70 mm | 1500x59x70 mm | N/A | N/A | 1510x70x80 mm | 1 | 6 | 18585054413956 | N/A | 0.008456 | 1.6 | 2.2
NOLI 150 P, W | NOLI | NEW | YES | 60W | 3000K/3500K/4000K | 1235951DT | 8585054430550 | LED2 1235951DT NOLI 150 P, W TRIAC DIM 60W 3CCT 3000K/3500K/4000K | 6316.2 | 5220 | 7.5 | WHITE | 9016 | ALUMINIUM/PS | OPAL | 220-240V/50-60Hz | 2x 750 mA | TRIAC | N/A | 90+ | < 3 | L70B20 50.000h | 6600lm | 110lm/W | 152lm/W | N/A | E | N/A | 110° | IP 20 | 1500 mm | 59 mm | 70 mm | 1500x59x70 mm | N/A | N/A | 1510x70x80 mm | 1 | 1 |  | N/A | 0.008456 | 1.6 | 2.2
NOLI 150 P, W | NOLI | NEW | YES | 60W | 3000K/3500K/4000K | 1235951D | 8585054430567 | LED2 1235951D NOLI 150 P, W DALI/PUSH DIM 60W 3CCT 3000K/3500K/4000K | 6105.66 | 5046 | 7.5 | WHITE | 9016 | ALUMINIUM/PS | OPAL | 220-240V/50-60Hz | 1500 mA | DALI/PUSH | N/A | 90+ | < 3 | L70B20 50.000h | 6600lm | 110lm/W | 152lm/W | N/A | E | N/A | 110° | IP 20 | 1500 mm | 59 mm | 70 mm | 1500x59x70 mm | N/A | N/A | 1510x70x80 mm | 1 | 1 |  | N/A | 0.008456 | 1.6 | 2.2
NOLI 150 P, B | NOLI |  | YES | 60W | 3000K/3500K/4000K | 1235953 | 8585054413966 | LED2 1235953 NOLI 150 P, B 60W 3CCT 3000K/3500K/4000K | 3859.9 | 3190 | 7.5 | BLACK | 9005 | ALUMINIUM/PS | OPAL | 220-240V/50-60Hz | 1500 mA | ON/OFF | N/A | 90+ | < 3 | L70B20 50.000h | 6600lm | 110lm/W | 152lm/W | N/A | E | N/A | 110° | IP 20 | 1500 mm | 59 mm | 70 mm | 1500x59x70 mm | N/A | N/A | 1510x70x80 mm | 1 | 6 | 18585054413963 | N/A | 0.008456 | 1.6 | 2.2
NOLI 150 P, B | NOLI | NEW | YES | 60W | 3000K/3500K/4000K | 1235953DT | 8585054430574 | LED2 1235953DT NOLI 150 P, B TRIAC DIM 60W 3CCT 3000K/3500K/4000K | 6316.2 | 5220 | 7.5 | BLACK | 9005 | ALUMINIUM/PS | OPAL | 220-240V/50-60Hz | 2x 750 mA | TRIAC | N/A | 90+ | < 3 | L70B20 50.000h | 6600lm | 110lm/W | 152lm/W | N/A | E | N/A | 110° | IP 20 | 1500 mm | 59 mm | 70 mm | 1500x59x70 mm | N/A | N/A | 1510x70x80 mm | 1 | 1 |  | N/A | 0.008456 | 1.6 | 2.2
NOLI 150 P, B | NOLI | NEW | YES | 60W | 3000K/3500K/4000K | 1235953D | 8585054430581 | LED2 1235953D NOLI 150 P, B DALI/PUSH DIM 60W 3CCT 3000K/3500K/4000K | 6105.66 | 5046 | 7.5 | BLACK | 9005 | ALUMINIUM/PS | OPAL | 220-240V/50-60Hz | 1500 mA | DALI/PUSH | N/A | 90+ | < 3 | L70B20 50.000h | 6600lm | 110lm/W | 152lm/W | N/A | E | N/A | 110° | IP 20 | 1500 mm | 59 mm | 70 mm | 1500x59x70 mm | N/A | N/A | 1510x70x80 mm | 1 | 1 |  | N/A | 0.008456 | 1.6 | 2.2
NOLI CONNECTOR | NOLI |  | YES | N/A | N/A | 6239401 | 8585054425921 | LED2 6239401 NOLI CONNECTOR, W | 280.72 | 232 |  | WHITE | 9016 | ALUMINIUM | N/A | N/A | N/A | N/A | N/A | N/A | N/A | N/A | N/A | N/A | N/A | N/A | N/A | N/A | N/A | IP 20 | 55 mm | 59 mm | 70 mm | 55x59x70 mm | N/A | N/A | 55x59x70 mm | 1 | N/A | N/A | N/A | 0.000227 | 0.07 | 0.1
NOLI CONNECTOR | NOLI |  | YES | N/A | N/A | 6239403 | 8585054425938 | LED2 6239403 NOLI CONNECTOR, B | 280.72 | 232 |  | BLACK | 9005 | ALUMINIUM | N/A | N/A | N/A | N/A | N/A | N/A | N/A | N/A | N/A | N/A | N/A | N/A | N/A | N/A | N/A | IP 20 | 55 mm | 59 mm | 70 mm | 55x59x70 mm | N/A | N/A | 55x59x70 mm | 1 | N/A | N/A | N/A | 0.000227 | 0.07 | 0.1
NOLI 120 PRISMATIC DIFFUSER | NOLI | NEW | YES | N/A | N/A | 6239300 | 8585054429592 | LED2 6239300 NOLI 120 PRISMATIC DIFFUSER | 350.9 | 290 |  | TRANSPARENT | N/A | PMMA | PRISMATIC | N/A | N/A | N/A | N/A | N/A | N/A | N/A | N/A | N/A | N/A | N/A | N/A | N/A | N/A | IP 20 | 1200 mm | 59 mm | 2 mm | 1200x59x2 mm | N/A | N/A | 1200x59x2 mm | N/A | N/A | N/A | N/A | 0.000142 | 0.2 | 0.2
NOLI 150 PRISMATIC DIFFUSER | NOLI | NEW | YES | N/A | N/A | 6239200 | 8585054429608 | LED2 6239200 NOLI 150 PRISMATIC DIFFUSER | 421.08 | 348 |  | TRANSPARENT | N/A | PMMA | PRISMATIC | N/A | N/A | N/A | N/A | N/A | N/A | N/A | N/A | N/A | N/A | N/A | N/A | N/A | N/A | IP 20 | 1500 mm | 59 mm | 2 mm | 1500x59x2 mm | N/A | N/A | 1500x59x2 mm | N/A | N/A | N/A | N/A | 0.000177 | 0.25 | 0.25
JOTA 33, W | JOTA |  |  | 18W | 3000K/4000K/6000K | 1340151 | 8585054406425 | LED2 1340151 JOTA 33, W 18W 3CCT 3000K/4000K/6000K | 842.16 | 696 | 4 | WHITE | 9010 | ABS/PMMA | OPAL | 220-240V/50-60Hz | 550 mA | ON/OFF | N/A | 80+ | < 3 | L80B20 50.000h | 1650lm | 92lm/W | 160lm/W | N/A | F | N/A | 160° | IP 44 | d330 mm | N/A | 58 mm | d330x58 mm | N/A | N/A | 340x340x70 mm | 2 | 5 | 18585054406422 | N/A | 0.008092 | 0.65 | 0.75
JOTA 33 HF, W | JOTA |  |  | 18W | 3000K/4000K/6000K | 1340251 | 8585054406432 | LED2 1340251 JOTA 33 HF, W 18W 3CCT 3000K/4000K/6000K | 1333.42 | 1102 | 4 | WHITE | 9010 | ABS/PMMA | OPAL | 220-240V/50-60Hz | 550 mA | ON/OFF | HF | 80+ | < 3 | L80B20 50.000h | 1650lm | 92lm/W | 160lm/W | N/A | F | N/A | 160° | IP 44 | d330 mm | N/A | 58 mm | d330x58 mm | N/A | N/A | 340x340x70 mm | 2 | 5 | 18585054406439 | N/A | 0.008092 | 0.7 | 0.8
JOTA 38, W | JOTA |  |  | 24W | 3000K/4000K/6000K | 1340351 | 8585054406449 | LED2 1340351 JOTA 38, W 24W 3CCT 3000K/4000K/6000K | 1403.6 | 1160 | 4 | WHITE | 9010 | ABS/PMMA | OPAL | 220-240V/50-60Hz | 550 mA | ON/OFF | N/A | 80+ | < 3 | L80B20 50.000h | 2200lm | 92lm/W | 160lm/W | N/A | F | N/A | 160° | IP 44 | d380 mm | N/A | 58 mm | d380x58 mm | N/A | N/A | 390x390x70 mm | 2 | 5 | 18585054406446 | N/A | 0.010647 | 0.85 | 0.95
JOTA 38 HF, W | JOTA |  |  | 24W | 3000K/4000K/6000K | 1340451 | 8585054406456 | LED2 1340451 JOTA 38 HF, W 24W 3CCT 3000K/4000K/6000K | 1579.05 | 1305 | 4 | WHITE | 9010 | ABS/PMMA | OPAL | 220-240V/50-60Hz | 550 mA | ON/OFF | HF | 80+ | < 3 | L80B20 50.000h | 2200lm | 92lm/W | 160lm/W | N/A | F | N/A | 160° | IP 44 | d380 mm | N/A | 58 mm | d380x58 mm | N/A | N/A | 390x390x70 mm | 2 | 5 | 18585054406453 | N/A | 0.010647 | 0.9 | 1
JOTA II 26, W | JOTA II |  |  | 12W | 3000K/4000K | 1470151 | 8585054426027 | LED2 1470151 JOTA II 26, W 12W 3000K/4000K | 842.16 | 696 | 4 | WHITE | 9003 | STEEL/PMMA | OPAL | 220-240V/50-60Hz | 300 mA | ON/OFF | N/A | 80+ | < 3 | L80B20 50.000h | 1200lm | 100lm/W | 140lm/W | N/A | F | N/A | 160° | IP 44 | d255 mm | N/A | 50 mm | d255x50 mm | N/A | N/A | 282x282x60 mm | 1 | 10 | 18585054426024 | N/A | 0.004771 | 0.4 | 0.5
JOTA II 33, W | JOTA II |  |  | 18W | 3000K/4000K | 1470251 | 8585054426034 | LED2 1470251 JOTA II 33, W 18W 3000K/4000K | 947.43 | 783 | 4 | WHITE | 9003 | STEEL/PMMA | OPAL | 220-240V/50-60Hz | 450 mA | ON/OFF | N/A | 80+ | < 3 | L80B20 50.000h | 1800lm | 100lm/W | 140lm/W | N/A | F | N/A | 160° | IP 44 | d320 mm | N/A | 55 mm | d320x55 mm | N/A | N/A | 322x322x60 mm | 1 | 10 | 18585054426031 | N/A | 0.006221 | 0.5 | 0.7
JOTA II 33 HF, W | JOTA II |  |  | 18W | 3000K/4000K | 1470351 | 8585054426041 | LED2 1470351 JOTA II 33 HF, W 18W 3000K/4000K | 1333.42 | 1102 | 4 | WHITE | 9003 | STEEL/PMMA | OPAL | 220-240V/50-60Hz | 450 mA | ON/OFF | HF | 80+ | < 3 | L80B20 50.000h | 1800lm | 100lm/W | 140lm/W | N/A | F | N/A | 160° | IP 44 | d320 mm | N/A | 55 mm | d320x55 mm | N/A | N/A | 322x322x60 mm | 1 | 10 | 18585054426048 | N/A | 0.006221 | 0.5 | 0.7
TONDA 60 | TONDA |  |  | 12W | 3000K/4000K | 4070555 | 8585054409662 | LED2 4070555 TONDA 60 12W 3000K/4000K | 4210.8 | 3480 | 7.5 | CHROME | CR | ALUMINIUM/PMMA | OPAL | 220-240V/50-60Hz | 350 mA | ON/OFF | N/A | 90+ | < 3 | L80 B20 30.000h | 960lm | 80lm/W | 122lm/W | N/A | G | N/A | 160° | IP 44 | 586 mm | 78 mm | 40 mm | 586x78x40 mm | N/A | N/A | 640x125x85 mm | 1 | 8 | 18585054409669 | N/A | 0.0068 | 0.85 | 1
TONDA 90 | TONDA |  |  | 18W | 3000K/4000K | 4070655 | 8585054409679 | LED2 4070655 TONDA 90 18W 3000K/4000K | 4912.6 | 4060 | 7.5 | CHROME | CR | ALUMINIUM/PMMA | OPAL | 220-240V/50-60Hz | 500 mA | ON/OFF | N/A | 90+ | < 3 | L80 B20 30.000h | 1440lm | 80lm/W | 113lm/W | N/A | G | N/A | 160° | IP 44 | 886 mm | 78 mm | 40 mm | 886x78x40 mm | N/A | N/A | 940x125x80 mm | 1 | 8 | 18585054409676 | N/A | 0.0094 | 1.1 | 1.35
TONDA 120 | TONDA |  |  | 24W | 3000K/4000K | 4070955 | 8585054409310 | LED2 4070955 TONDA 120 24W 3000K/4000K | 5614.4 | 4640 | 7.5 | CHROME | CR | ALUMINIUM/PMMA | OPAL | 220-240V/50-60Hz | 500 mA | ON/OFF | N/A | 90+ | < 3 | L80 B20 30.000h | 1920lm | 80lm/W | 132lm/W | N/A | G | N/A | 160° | IP 44 | 1186 mm | 78 mm | 40 mm | 1186x78x40 mm | N/A | N/A | 1250x85x125 mm | 1 | 6 | 18585054409317 | N/A | 0.013281 | 1.4 | 1.9
QUADRA 60 | QUADRA |  |  | 12W | 3000K/4000K | 4070755 | 8585054412471 | LED2 4070755 QUADRA 60 12W 3000K/4000K | 4210.8 | 3480 | 7.5 | CHROME | CR | ALUMINIUM/PMMA | OPAL | 220-240V/50-60Hz | 350 mA | ON/OFF | N/A | 90+ | < 3 | L80 B20 30.000h | 960lm | 80lm/W | 122lm/W | N/A | G | N/A | 160° | IP 44 | 586 mm | 78 mm | 40 mm | 586x78x40 mm | N/A | N/A | 640x125x85 mm | 1 | 8 | 18585054412478 | N/A | 0.0068 | 0.85 | 1
QUADRA 90 | QUADRA |  |  | 18W | 3000K/4000K | 4070855 | 8585054412488 | LED2 4070855 QUADRA 90 18W 3000K/4000K | 4912.6 | 4060 | 7.5 | CHROME | CR | ALUMINIUM/PMMA | OPAL | 220-240V/50-60Hz | 500 mA | ON/OFF | N/A | 90+ | < 3 | L80 B20 30.000h | 1440lm | 80lm/W | 113lm/W | N/A | G | N/A | 160° | IP 44 | 886 mm | 78 mm | 40 mm | 886x78x40 mm | N/A | N/A | 940x125x80 mm | 1 | 8 | 18585054412485 | N/A | 0.0094 | 1.1 | 1.35
QUADRA 120 | QUADRA |  |  | 24W | 3000K/4000K | 4071055 | 8585054409327 | LED2 4071055 QUADRA 120 24W 3000K/4000K | 5614.4 | 4640 | 7.5 | CHROME | CR | ALUMINIUM/PMMA | OPAL | 220-240V/50-60Hz | 500 mA | ON/OFF | N/A | 90+ | < 3 | L80 B20 30.000h | 1920lm | 80lm/W | 132lm/W | N/A | G | N/A | 160° | IP 44 | 1186 mm | 78 mm | 40 mm | 1186x78x40 mm | N/A | N/A | 1250x85x125 mm | 1 | 6 | 18585054409324 | N/A | 0.013281 | 1.4 | 1.9
WALL Q | WALL |  |  | 6W | 3000K | 4100131 | 8585054401147 | LED2 4100131 WALL Q 6W 3000K | 1579.05 | 1305 | 4 | WHITE | 9016 | ALUMINIUM/PMMA | N/A | 220-240V/50-60Hz | 300 mA | ON/OFF | N/A | 80+ | < 3 | L80 B20 30.000h | 400lm | 67lm/W | 96lm/W | N/A | G | N/A | 2 x 160° | IP 20 | 100 mm | 100 mm | 60 mm | 100x100x60 mm | N/A | N/A | 110x110x70 mm | 1 | 20 | 18585054401144 | N/A | 0.000847 | 0.35 | 0.43
WALL R | WALL |  |  | 6W | 3000K | 4100231 | 8585054401130 | LED2 4100231 WALL R 6W 3000K | 1579.05 | 1305 | 4 | WHITE | 9016 | ALUMINIUM/PMMA | N/A | 220-240V/50-60Hz | 300 mA | ON/OFF | N/A | 80+ | < 3 | L80 B20 30.000h | 400lm | 67lm/W | 96lm/W | N/A | G | N/A | 2 x 160° | IP 20 | 150 mm | 85 mm | 40 mm | 150x85x40 mm | N/A | N/A | 155x95x50 mm | 1 | 50 | 18585054401137 | N/A | 0.000736 | 0.25 | 0.32
FLAT II S, W | FLAT II |  |  | 2x3W | 3000K/4000K/5700K | 5234751 | 8585054412433 | LED2 5234751 FLAT II S, W 3000K/4000K/5700K | 2105.4 | 1740 | 4 | WHITE | 9016 | ALUMINIUM/PC | FROSTED | 220-240V/50-60Hz | 145 mA | ON/OFF | N/A | 90+ | < 3 | L80 B20 30.000h | 2x340lm | 113lm/W | 149lm/W | N/A | E | N/A | 2 x 160° | IP 65 | 135 mm | 31 mm | 90 mm | 135x31x90 mm | N/A | N/A | 120x100x40 mm | 1 | 18 | 18585054412430 | N/A | 0.00048 | 0.47 | 0.6
FLAT II S, A | FLAT II |  |  | 2x3W | 3000K/4000K/5700K | 5234754 | 8585054412440 | LED2 5234754 FLAT II S, A 3000K/4000K/5700K | 2105.4 | 1740 | 4 | ANTRACITE | 7016 | ALUMINIUM/PC | FROSTED | 220-240V/50-60Hz | 145 mA | ON/OFF | N/A | 90+ | < 3 | L80 B20 30.000h | 2x340lm | 113lm/W | 149lm/W | N/A | E | N/A | 2 x 160° | IP 65 | 135 mm | 31 mm | 90 mm | 135x31x90 mm | N/A | N/A | 120x100x40 mm | 1 | 18 | 18585054412447 | N/A | 0.00048 | 0.47 | 0.6
FLAT II L, W | FLAT II |  |  | 2x5W | 3000K/4000K/5700K | 5234851 | 8585054412457 | LED2 5234851 FLAT II L, W 3000K/4000K/5700K | 2526.48 | 2088 | 4 | WHITE | 9016 | ALUMINIUM/PC | FROSTED | 220-240V/50-60Hz | 275 mA | ON/OFF | N/A | 90+ | < 3 | L80 B20 30.000h | 2x565lm | 113lm/W | 136lm/W | N/A | E | N/A | 2 x 160° | IP 65 | 175 mm | 31 mm | 90 mm | 175x31x90 mm | N/A | N/A | 190x100x40 mm | 1 | 18 | 18585054412454 | N/A | 0.00076 | 0.57 | 0.72
FLAT II L, A | FLAT II |  |  | 2x5W | 3000K/4000K/5700K | 5234854 | 8585054412464 | LED2 5234854 FLAT II L, A 3000K/4000K/5700K | 2526.48 | 2088 | 4 | ANTRACITE | 7016 | ALUMINIUM/PC | FROSTED | 220-240V/50-60Hz | 275 mA | ON/OFF | N/A | 90+ | < 3 | L80 B20 30.000h | 2x565lm | 113lm/W | 136lm/W | N/A | E | N/A | 2 x 160° | IP 65 | 175 mm | 31 mm | 90 mm | 175x31x90 mm | N/A | N/A | 190x100x40 mm | 1 | 18 | 18585054412461 | N/A | 0.00076 | 0.57 | 0.72
SPOT A, W | SPOT |  |  | 9W | 3000K | 2150131 | 8585054401192 | LED2 2150131 SPOT A, W 9W 3000K | 1824.68 | 1508 | 4 | WHITE | 9016 | ALUMINIUM/PMMA | TRANSPARENT | 220-240V/50-60Hz | 200 mA | ON/OFF | N/A | 90+ | < 3 | L80B20 50.000h | 735lm | 82lm/W | 85lm/W | N/A | F | < 19 | 60° | IP 44 | d82 mm | N/A | 61 mm | d82x61 mm | N/A | 75 mm | 170x120x70 mm | 3 | 1 | N/A | N/A | 0.001428 | 0.25 | 0.4
SPOT A, W | SPOT |  |  | 9W | 3000K | 2150131D | 8585054407071 | LED2 2150131D SPOT A, W DALI/PUSH DIM 9W 3000K | 3087.92 | 2552 | 4 | WHITE | 9016 | ALUMINIUM/PMMA | TRANSPARENT | 220-240V/50-60Hz | 200 mA | DALI/PUSH | N/A | 90+ | < 3 | L80B20 50.000h | 735lm | 82lm/W | 85lm/W | N/A | F | < 19 | 60° | IP 44 | d82 mm | N/A | 61 mm | d82x61 mm | N/A | 75 mm | 170x120x70 mm | 3 | 1 | N/A | N/A | 0.001428 | 0.25 | 0.4
SPOT A, W | SPOT |  |  | 9W | 3000K | 2150131DT | 8585054410743 | LED2 2150131DT SPOT A, W TRIAC DIM 9W 3000K | 2526.48 | 2088 | 4 | WHITE | 9016 | ALUMINIUM/PMMA | TRANSPARENT | 220-240V/50-60Hz | 200 mA | TRIAC | N/A | 90+ | < 3 | L80B20 50.000h | 735lm | 82lm/W | 85lm/W | N/A | F | < 19 | 60° | IP 44 | d82 mm | N/A | 61 mm | d82x61 mm | N/A | 75 mm | 170x120x70 mm | 3 | 1 | N/A | N/A | 0.001428 | 0.25 | 0.4
SPOT A, W | SPOT |  |  | 9W | 3000K | 2150131CS | 8585054416790 | LED2 2150131CS SPOT A, W 9W CASAMBI 3000K | 8561.96 | 7076 | 4 | WHITE | 9016 | ALUMINIUM/PMMA | TRANSPARENT | 220-240V/50-60Hz | 200 mA | CASAMBI | N/A | 90+ | < 3 | L80B20 50.000h | 735lm | 82lm/W | 85lm/W | N/A | F | < 19 | 60° | IP 44 | d82 mm | N/A | 61 mm | d82x61 mm | N/A | 75 mm | 170x120x70 mm | 3 | 1 | N/A | N/A | 0.001428 | 0.25 | 0.4
SPOT A, B | SPOT |  |  | 9W | 3000K | 2150133 | 8585054401215 | LED2 2150133 SPOT A, B 9W 3000K | 1824.68 | 1508 | 4 | BLACK | 9005 | ALUMINIUM/PMMA | TRANSPARENT | 220-240V/50-60Hz | 200 mA | ON/OFF | N/A | 90+ | < 3 | L80B20 50.000h | 735lm | 82lm/W | 85lm/W | N/A | F | < 19 | 60° | IP 44 | d82 mm | N/A | 61 mm | d82x61 mm | N/A | 75 mm | 170x120x70 mm | 3 | 1 | N/A | N/A | 0.001428 | 0.25 | 0.4
SPOT A, B | SPOT |  |  | 9W | 3000K | 2150133D | 8585054407095 | LED2 2150133D SPOT A, B DALI/PUSH DIM 9W 3000K | 3087.92 | 2552 | 4 | BLACK | 9005 | ALUMINIUM/PMMA | TRANSPARENT | 220-240V/50-60Hz | 200 mA | DALI/PUSH | N/A | 90+ | < 3 | L80B20 50.000h | 735lm | 82lm/W | 85lm/W | N/A | F | < 19 | 60° | IP 44 | d82 mm | N/A | 61 mm | d82x61 mm | N/A | 75 mm | 170x120x70 mm | 3 | 1 | N/A | N/A | 0.001428 | 0.25 | 0.4
SPOT A, B | SPOT |  |  | 9W | 3000K | 2150133DT | 8585054410774 | LED2 2150133DT SPOT A, B TRIAC DIM 9W 3000K | 2526.48 | 2088 | 4 | BLACK | 9005 | ALUMINIUM/PMMA | TRANSPARENT | 220-240V/50-60Hz | 200 mA | TRIAC | N/A | 90+ | < 3 | L80B20 50.000h | 735lm | 82lm/W | 85lm/W | N/A | F | < 19 | 60° | IP 44 | d82 mm | N/A | 61 mm | d82x61 mm | N/A | 75 mm | 170x120x70 mm | 3 | 1 | N/A | N/A | 0.001428 | 0.25 | 0.4
SPOT A, B | SPOT |  |  | 9W | 3000K | 2150133CS | 8585054416813 | LED2 2150133CS SPOT A, B 9W CASAMBI 3000K | 8561.96 | 7076 | 4 | BLACK | 9005 | ALUMINIUM/PMMA | TRANSPARENT | 220-240V/50-60Hz | 200 mA | CASAMBI | N/A | 90+ | < 3 | L80B20 50.000h | 735lm | 82lm/W | 85lm/W | N/A | F | < 19 | 60° | IP 44 | d82 mm | N/A | 61 mm | d82x61 mm | N/A | 75 mm | 170x120x70 mm | 3 | 1 | N/A | N/A | 0.001428 | 0.25 | 0.4
SPOT B, W | SPOT |  |  | 9W | 3000K | 2150231 | 8585054401239 | LED2 2150231 SPOT B, W 9W 3000K | 1824.68 | 1508 | 4 | WHITE | 9016 | ALUMINIUM/PMMA | TRANSPARENT | 220-240V/50-60Hz | 200 mA | ON/OFF | N/A | 90+ | < 3 | L80B20 50.000h | 735lm | 82lm/W | 85lm/W | N/A | F | < 19 | 60° | IP 44 | d82 mm | N/A | 52 mm | d82x52 mm | N/A | 75 mm | 170x120x70 mm | 3 | 1 | N/A | N/A | 0.001428 | 0.25 | 0.4
SPOT B, W | SPOT |  |  | 9W | 3000K | 2150231D | 8585054407118 | LED2 2150231D SPOT B, W DALI/PUSH DIM 9W 3000K | 3087.92 | 2552 | 4 | WHITE | 9016 | ALUMINIUM/PMMA | TRANSPARENT | 220-240V/50-60Hz | 200 mA | DALI/PUSH | N/A | 90+ | < 3 | L80B20 50.000h | 735lm | 82lm/W | 85lm/W | N/A | F | < 19 | 60° | IP 44 | d82 mm | N/A | 52 mm | d82x52 mm | N/A | 75 mm | 170x120x70 mm | 3 | 1 | N/A | N/A | 0.001428 | 0.25 | 0.4
SPOT B, W | SPOT |  |  | 9W | 3000K | 2150231DT | 8585054410804 | LED2 2150231DT SPOT B, W TRIAC DIM 9W 3000K | 2526.48 | 2088 | 4 | WHITE | 9016 | ALUMINIUM/PMMA | TRANSPARENT | 220-240V/50-60Hz | 200 mA | TRIAC | N/A | 90+ | < 3 | L80B20 50.000h | 735lm | 82lm/W | 85lm/W | N/A | F | < 19 | 60° | IP 44 | d82 mm | N/A | 52 mm | d82x52 mm | N/A | 75 mm | 170x120x70 mm | 3 | 1 | N/A | N/A | 0.001428 | 0.25 | 0.4
SPOT B, W | SPOT |  |  | 9W | 3000K | 2150231CS | 8585054416837 | LED2 2150231CS SPOT B, W 9W CASAMBI 3000K | 8561.96 | 7076 | 4 | WHITE | 9016 | ALUMINIUM/PMMA | TRANSPARENT | 220-240V/50-60Hz | 200 mA | CASAMBI | N/A | 90+ | < 3 | L80B20 50.000h | 735lm | 82lm/W | 85lm/W | N/A | F | < 19 | 60° | IP 44 | d82 mm | N/A | 52 mm | d82x52 mm | N/A | 75 mm | 170x120x70 mm | 3 | 1 | N/A | N/A | 0.001428 | 0.25 | 0.4
SPOT B, B | SPOT |  |  | 9W | 3000K | 2150233 | 8585054401253 | LED2 2150233 SPOT B, B 9W 3000K | 1824.68 | 1508 | 4 | BLACK | 9005 | ALUMINIUM/PMMA | TRANSPARENT | 220-240V/50-60Hz | 200 mA | ON/OFF | N/A | 90+ | < 3 | L80B20 50.000h | 735lm | 82lm/W | 85lm/W | N/A | F | < 19 | 60° | IP 44 | d82 mm | N/A | 52 mm | d82x52 mm | N/A | 75 mm | 170x120x70 mm | 3 | 1 | N/A | N/A | 0.001428 | 0.25 | 0.4
SPOT B, B | SPOT |  |  | 9W | 3000K | 2150233D | 8585054407132 | LED2 2150233D SPOT B, B DALI/PUSH DIM 9W 3000K | 3087.92 | 2552 | 4 | BLACK | 9005 | ALUMINIUM/PMMA | TRANSPARENT | 220-240V/50-60Hz | 200 mA | DALI/PUSH | N/A | 90+ | < 3 | L80B20 50.000h | 735lm | 82lm/W | 85lm/W | N/A | F | < 19 | 60° | IP 44 | d82 mm | N/A | 52 mm | d82x52 mm | N/A | 75 mm | 170x120x70 mm | 3 | 1 | N/A | N/A | 0.001428 | 0.25 | 0.4
SPOT B, B | SPOT |  |  | 9W | 3000K | 2150233DT | 8585054410835 | LED2 2150233DT SPOT B, B TRIAC DIM 9W 3000K | 2526.48 | 2088 | 4 | BLACK | 9005 | ALUMINIUM/PMMA | TRANSPARENT | 220-240V/50-60Hz | 200 mA | TRIAC | N/A | 90+ | < 3 | L80B20 50.000h | 735lm | 82lm/W | 85lm/W | N/A | F | < 19 | 60° | IP 44 | d82 mm | N/A | 52 mm | d82x52 mm | N/A | 75 mm | 170x120x70 mm | 3 | 1 | N/A | N/A | 0.001428 | 0.25 | 0.4
SPOT B, B | SPOT |  |  | 9W | 3000K | 2150233CS | 8585054416851 | LED2 2150233CS SPOT B, B 9W CASAMBI 3000K | 8561.96 | 7076 | 4 | BLACK | 9005 | ALUMINIUM/PMMA | TRANSPARENT | 220-240V/50-60Hz | 200 mA | CASAMBI | N/A | 90+ | < 3 | L80B20 50.000h | 735lm | 82lm/W | 85lm/W | N/A | F | < 19 | 60° | IP 44 | d82 mm | N/A | 52 mm | d82x52 mm | N/A | 75 mm | 170x120x70 mm | 3 | 1 | N/A | N/A | 0.001428 | 0.25 | 0.4
SPOT C, W | SPOT |  |  | 9W | 3000K | 2150331 | 8585054401277 | LED2 2150331 SPOT C, W 9W 3000K | 1824.68 | 1508 | 4 | WHITE | 9016 | ALUMINIUM/PMMA | TRANSPARENT | 220-240V/50-60Hz | 200 mA | ON/OFF | N/A | 90+ | < 3 | L80B20 50.000h | 735lm | 82lm/W | 85lm/W | N/A | F | < 19 | 60° | IP 44 | d82 mm | N/A | 52 mm | d82x52 mm | N/A | 75 mm | 170x120x70 mm | 3 | 1 | N/A | N/A | 0.001428 | 0.25 | 0.4
SPOT C, W | SPOT |  |  | 9W | 3000K | 2150331D | 8585054407156 | LED2 2150331D SPOT C, W DALI/PUSH DIM 9W 3000K | 3087.92 | 2552 | 4 | WHITE | 9016 | ALUMINIUM/PMMA | TRANSPARENT | 220-240V/50-60Hz | 200 mA | DALI/PUSH | N/A | 90+ | < 3 | L80B20 50.000h | 735lm | 82lm/W | 85lm/W | N/A | F | < 19 | 60° | IP 44 | d82 mm | N/A | 52 mm | d82x52 mm | N/A | 75 mm | 170x120x70 mm | 3 | 1 | N/A | N/A | 0.001428 | 0.25 | 0.4
SPOT C, W | SPOT |  |  | 9W | 3000K | 2150331DT | 8585054410866 | LED2 2150331DT SPOT C, W TRIAC DIM 9W 3000K | 2526.48 | 2088 | 4 | WHITE | 9016 | ALUMINIUM/PMMA | TRANSPARENT | 220-240V/50-60Hz | 200 mA | TRIAC | N/A | 90+ | < 3 | L80B20 50.000h | 735lm | 82lm/W | 85lm/W | N/A | F | < 19 | 60° | IP 44 | d82 mm | N/A | 52 mm | d82x52 mm | N/A | 75 mm | 170x120x70 mm | 3 | 1 | N/A | N/A | 0.001428 | 0.25 | 0.4
SPOT C, W | SPOT |  |  | 9W | 3000K | 2150331CS | 8585054416875 | LED2 2150331CS SPOT C, W 9W CASAMBI 3000K | 8561.96 | 7076 | 4 | WHITE | 9016 | ALUMINIUM/PMMA | TRANSPARENT | 220-240V/50-60Hz | 200 mA | CASAMBI | N/A | 90+ | < 3 | L80B20 50.000h | 735lm | 82lm/W | 85lm/W | N/A | F | < 19 | 60° | IP 44 | d82 mm | N/A | 52 mm | d82x52 mm | N/A | 75 mm | 170x120x70 mm | 3 | 1 | N/A | N/A | 0.001428 | 0.25 | 0.4
SPOT C, B | SPOT |  |  | 9W | 3000K | 2150333 | 8585054401291 | LED2 2150333 SPOT C, B 9W 3000K | 1824.68 | 1508 | 4 | BLACK | 9005 | ALUMINIUM/PMMA | TRANSPARENT | 220-240V/50-60Hz | 200 mA | ON/OFF | N/A | 90+ | < 3 | L80B20 50.000h | 735lm | 82lm/W | 85lm/W | N/A | F | < 19 | 60° | IP 44 | d82 mm | N/A | 52 mm | d82x52 mm | N/A | 75 mm | 170x120x70 mm | 3 | 1 | N/A | N/A | 0.001428 | 0.25 | 0.4
SPOT C, B | SPOT |  |  | 9W | 3000K | 2150333D | 8585054407170 | LED2 2150333D SPOT C, B DALI/PUSH DIM 9W 3000K | 3087.92 | 2552 | 4 | BLACK | 9005 | ALUMINIUM/PMMA | TRANSPARENT | 220-240V/50-60Hz | 200 mA | DALI/PUSH | N/A | 90+ | < 3 | L80B20 50.000h | 735lm | 82lm/W | 85lm/W | N/A | F | < 19 | 60° | IP 44 | d82 mm | N/A | 52 mm | d82x52 mm | N/A | 75 mm | 170x120x70 mm | 3 | 1 | N/A | N/A | 0.001428 | 0.25 | 0.4
SPOT C, B | SPOT |  |  | 9W | 3000K | 2150333DT | 8585054410897 | LED2 2150333DT SPOT C, B TRIAC DIM 9W 3000K | 2526.48 | 2088 | 4 | BLACK | 9005 | ALUMINIUM/PMMA | TRANSPARENT | 220-240V/50-60Hz | 200 mA | TRIAC | N/A | 90+ | < 3 | L80B20 50.000h | 735lm | 82lm/W | 85lm/W | N/A | F | < 19 | 60° | IP 44 | d82 mm | N/A | 52 mm | d82x52 mm | N/A | 75 mm | 170x120x70 mm | 3 | 1 | N/A | N/A | 0.001428 | 0.25 | 0.4
SPOT C, B | SPOT |  |  | 9W | 3000K | 2150333CS | 8585054416899 | LED2 2150333CS SPOT C, B 9W CASAMBI 3000K | 8561.96 | 7076 | 4 | BLACK | 9005 | ALUMINIUM/PMMA | TRANSPARENT | 220-240V/50-60Hz | 200 mA | CASAMBI | N/A | 90+ | < 3 | L80B20 50.000h | 735lm | 82lm/W | 85lm/W | N/A | F | < 19 | 60° | IP 44 | d82 mm | N/A | 52 mm | d82x52 mm | N/A | 75 mm | 170x120x70 mm | 3 | 1 | N/A | N/A | 0.001428 | 0.25 | 0.4
SPOT A, W | SPOT |  |  | 9W | 2700K | 2150421 | 8585054408764 | LED2 2150421 SPOT A, W 9W 2700K | 1824.68 | 1508 | 4 | WHITE | 9016 | ALUMINIUM/PMMA | TRANSPARENT | 220-240V/50-60Hz | 200 mA | ON/OFF | N/A | 90+ | < 3 | L80B20 50.000h | 735lm | 82lm/W | 85lm/W | N/A | F | < 19 | 60° | IP 44 | d82 mm | N/A | 61 mm | d82x61 mm | N/A | 75 mm | 170x120x70 mm | 3 | 1 | N/A | N/A | 0.001428 | 0.25 | 0.4
SPOT A, W | SPOT |  |  | 9W | 2700K | 2150421D | 8585054408771 | LED2 2150421D SPOT A, W DALI/PUSH DIM 9W 2700K | 3087.92 | 2552 | 4 | WHITE | 9016 | ALUMINIUM/PMMA | TRANSPARENT | 220-240V/50-60Hz | 200 mA | DALI/PUSH | N/A | 90+ | < 3 | L80B20 50.000h | 735lm | 82lm/W | 85lm/W | N/A | F | < 19 | 60° | IP 44 | d82 mm | N/A | 61 mm | d82x61 mm | N/A | 75 mm | 170x120x70 mm | 3 | 1 | N/A | N/A | 0.001428 | 0.25 | 0.4
SPOT A, W | SPOT |  |  | 9W | 2700K | 2150421DT | 8585054410736 | LED2 2150421DT SPOT A, W TRIAC DIM 9W 2700K | 2526.48 | 2088 | 4 | WHITE | 9016 | ALUMINIUM/PMMA | TRANSPARENT | 220-240V/50-60Hz | 200 mA | TRIAC | N/A | 90+ | < 3 | L80B20 50.000h | 735lm | 82lm/W | 85lm/W | N/A | F | < 19 | 60° | IP 44 | d82 mm | N/A | 61 mm | d82x61 mm | N/A | 75 mm | 170x120x70 mm | 3 | 1 | N/A | N/A | 0.001428 | 0.25 | 0.4
SPOT A, W | SPOT |  |  | 9W | 2700K | 2150421CS | 8585054416912 | LED2 2150421CS SPOT A, W 9W CASAMBI 2700K | 8561.96 | 7076 | 4 | WHITE | 9016 | ALUMINIUM/PMMA | TRANSPARENT | 220-240V/50-60Hz | 200 mA | CASAMBI | N/A | 90+ | < 3 | L80B20 50.000h | 735lm | 82lm/W | 85lm/W | N/A | F | < 19 | 60° | IP 44 | d82 mm | N/A | 61 mm | d82x61 mm | N/A | 75 mm | 170x120x70 mm | 3 | 1 | N/A | N/A | 0.001428 | 0.25 | 0.4
SPOT A, B | SPOT |  |  | 9W | 2700K | 2150423 | 8585054408788 | LED2 2150423 SPOT A, B 9W 2700K | 1824.68 | 1508 | 4 | BLACK | 9005 | ALUMINIUM/PMMA | TRANSPARENT | 220-240V/50-60Hz | 200 mA | ON/OFF | N/A | 90+ | < 3 | L80B20 50.000h | 735lm | 82lm/W | 85lm/W | N/A | F | < 19 | 60° | IP 44 | d82 mm | N/A | 61 mm | d82x61 mm | N/A | 75 mm | 170x120x70 mm | 3 | 1 | N/A | N/A | 0.001428 | 0.25 | 0.4
SPOT A, B | SPOT |  |  | 9W | 2700K | 2150423D | 8585054408795 | LED2 2150423D SPOT A, B DALI/PUSH DIM 9W 2700K | 3087.92 | 2552 | 4 | BLACK | 9005 | ALUMINIUM/PMMA | TRANSPARENT | 220-240V/50-60Hz | 200 mA | DALI/PUSH | N/A | 90+ | < 3 | L80B20 50.000h | 735lm | 82lm/W | 85lm/W | N/A | F | < 19 | 60° | IP 44 | d82 mm | N/A | 61 mm | d82x61 mm | N/A | 75 mm | 170x120x70 mm | 3 | 1 | N/A | N/A | 0.001428 | 0.25 | 0.4
SPOT A, B | SPOT |  |  | 9W | 2700K | 2150423DT | 8585054410767 | LED2 2150423DT SPOT A, B TRIAC DIM 9W 2700K | 2526.48 | 2088 | 4 | BLACK | 9005 | ALUMINIUM/PMMA | TRANSPARENT | 220-240V/50-60Hz | 200 mA | TRIAC | N/A | 90+ | < 3 | L80B20 50.000h | 735lm | 82lm/W | 85lm/W | N/A | F | < 19 | 60° | IP 44 | d82 mm | N/A | 61 mm | d82x61 mm | N/A | 75 mm | 170x120x70 mm | 3 | 1 | N/A | N/A | 0.001428 | 0.25 | 0.4
SPOT A, B | SPOT |  |  | 9W | 2700K | 2150423CS | 8585054416936 | LED2 2150423CS SPOT A, B 9W CASAMBI 2700K | 8561.96 | 7076 | 4 | BLACK | 9005 | ALUMINIUM/PMMA | TRANSPARENT | 220-240V/50-60Hz | 200 mA | CASAMBI | N/A | 90+ | < 3 | L80B20 50.000h | 735lm | 82lm/W | 85lm/W | N/A | F | < 19 | 60° | IP 44 | d82 mm | N/A | 61 mm | d82x61 mm | N/A | 75 mm | 170x120x70 mm | 3 | 1 | N/A | N/A | 0.001428 | 0.25 | 0.4
SPOT A, W | SPOT |  |  | 9W | 4000K | 2150441 | 8585054401208 | LED2 2150441 SPOT A, W 9W 4000K | 1824.68 | 1508 | 4 | WHITE | 9016 | ALUMINIUM/PMMA | TRANSPARENT | 220-240V/50-60Hz | 200 mA | ON/OFF | N/A | 90+ | < 3 | L80B20 50.000h | 820lm | 91lm/W | 85lm/W | N/A | F | < 19 | 60° | IP 44 | d82 mm | N/A | 61 mm | d82x61 mm | N/A | 75 mm | 170x120x70 mm | 3 | 1 | N/A | N/A | 0.001428 | 0.25 | 0.4
SPOT A, W | SPOT |  |  | 9W | 4000K | 2150441D | 8585054407088 | LED2 2150441D SPOT A, W DALI/PUSH DIM 9W 4000K | 3087.92 | 2552 | 4 | WHITE | 9016 | ALUMINIUM/PMMA | TRANSPARENT | 220-240V/50-60Hz | 200 mA | DALI/PUSH | N/A | 90+ | < 3 | L80B20 50.000h | 820lm | 91lm/W | 85lm/W | N/A | F | < 19 | 60° | IP 44 | d82 mm | N/A | 61 mm | d82x61 mm | N/A | 75 mm | 170x120x70 mm | 3 | 1 | N/A | N/A | 0.001428 | 0.25 | 0.4
SPOT A, W | SPOT |  |  | 9W | 4000K | 2150441DT | 8585054410750 | LED2 2150441DT SPOT A, W TRIAC DIM 9W 4000K | 2526.48 | 2088 | 4 | WHITE | 9016 | ALUMINIUM/PMMA | TRANSPARENT | 220-240V/50-60Hz | 200 mA | TRIAC | N/A | 90+ | < 3 | L80B20 50.000h | 820lm | 91lm/W | 85lm/W | N/A | F | < 19 | 60° | IP 44 | d82 mm | N/A | 61 mm | d82x61 mm | N/A | 75 mm | 170x120x70 mm | 3 | 1 | N/A | N/A | 0.001428 | 0.25 | 0.4
SPOT A, W | SPOT |  |  | 9W | 4000K | 2150441CS | 8585054416950 | LED2 2150441CS SPOT A, W 9W CASAMBI 4000K | 8561.96 | 7076 | 4 | WHITE | 9016 | ALUMINIUM/PMMA | TRANSPARENT | 220-240V/50-60Hz | 200 mA | CASAMBI | N/A | 90+ | < 3 | L80B20 50.000h | 820lm | 91lm/W | 85lm/W | N/A | F | < 19 | 60° | IP 44 | d82 mm | N/A | 61 mm | d82x61 mm | N/A | 75 mm | 170x120x70 mm | 3 | 1 | N/A | N/A | 0.001428 | 0.25 | 0.4
SPOT A, B | SPOT |  |  | 9W | 4000K | 2150443 | 8585054401222 | LED2 2150443 SPOT A, B 9W 4000K | 1824.68 | 1508 | 4 | BLACK | 9005 | ALUMINIUM/PMMA | TRANSPARENT | 220-240V/50-60Hz | 200 mA | ON/OFF | N/A | 90+ | < 3 | L80B20 50.000h | 820lm | 91lm/W | 85lm/W | N/A | F | < 19 | 60° | IP 44 | d82 mm | N/A | 61 mm | d82x61 mm | N/A | 75 mm | 170x120x70 mm | 3 | 1 | N/A | N/A | 0.001428 | 0.25 | 0.4
SPOT A, B | SPOT |  |  | 9W | 4000K | 2150443D | 8585054407101 | LED2 2150443D SPOT A, B DALI/PUSH DIM 9W 4000K | 3087.92 | 2552 | 4 | BLACK | 9005 | ALUMINIUM/PMMA | TRANSPARENT | 220-240V/50-60Hz | 200 mA | DALI/PUSH | N/A | 90+ | < 3 | L80B20 50.000h | 820lm | 91lm/W | 85lm/W | N/A | F | < 19 | 60° | IP 44 | d82 mm | N/A | 61 mm | d82x61 mm | N/A | 75 mm | 170x120x70 mm | 3 | 1 | N/A | N/A | 0.001428 | 0.25 | 0.4
SPOT A, B | SPOT |  |  | 9W | 4000K | 2150443DT | 8585054410781 | LED2 2150443DT SPOT A, B TRIAC DIM 9W 4000K | 2526.48 | 2088 | 4 | BLACK | 9005 | ALUMINIUM/PMMA | TRANSPARENT | 220-240V/50-60Hz | 200 mA | TRIAC | N/A | 90+ | < 3 | L80B20 50.000h | 820lm | 91lm/W | 85lm/W | N/A | F | < 19 | 60° | IP 44 | d82 mm | N/A | 61 mm | d82x61 mm | N/A | 75 mm | 170x120x70 mm | 3 | 1 | N/A | N/A | 0.001428 | 0.25 | 0.4
SPOT A, B | SPOT |  |  | 9W | 4000K | 2150443CS | 8585054416974 | LED2 2150443CS SPOT A, B 9W CASAMBI 4000K | 8561.96 | 7076 | 4 | BLACK | 9005 | ALUMINIUM/PMMA | TRANSPARENT | 220-240V/50-60Hz | 200 mA | CASAMBI | N/A | 90+ | < 3 | L80B20 50.000h | 820lm | 91lm/W | 85lm/W | N/A | F | < 19 | 60° | IP 44 | d82 mm | N/A | 61 mm | d82x61 mm | N/A | 75 mm | 170x120x70 mm | 3 | 1 | N/A | N/A | 0.001428 | 0.25 | 0.4
SPOT B, W | SPOT |  |  | 9W | 2700K | 2150521 | 8585054408801 | LED2 2150521 SPOT B, W 9W 2700K | 1824.68 | 1508 | 4 | WHITE | 9016 | ALUMINIUM/PMMA | TRANSPARENT | 220-240V/50-60Hz | 200 mA | ON/OFF | N/A | 90+ | < 3 | L80B20 50.000h | 735lm | 82lm/W | 85lm/W | N/A | F | < 19 | 60° | IP 44 | d82 mm | N/A | 52 mm | d82x52 mm | N/A | 75 mm | 170x120x70 mm | 3 | 1 | N/A | N/A | 0.001428 | 0.25 | 0.4
SPOT B, W | SPOT |  |  | 9W | 2700K | 2150521D | 8585054408818 | LED2 2150521D SPOT B, W DALI/PUSH DIM 9W 2700K | 3087.92 | 2552 | 4 | WHITE | 9016 | ALUMINIUM/PMMA | TRANSPARENT | 220-240V/50-60Hz | 200 mA | DALI/PUSH | N/A | 90+ | < 3 | L80B20 50.000h | 735lm | 82lm/W | 85lm/W | N/A | F | < 19 | 60° | IP 44 | d82 mm | N/A | 52 mm | d82x52 mm | N/A | 75 mm | 170x120x70 mm | 3 | 1 | N/A | N/A | 0.001428 | 0.25 | 0.4
SPOT B, W | SPOT |  |  | 9W | 2700K | 2150521DT | 8585054410798 | LED2 2150521DT SPOT B, W TRIAC DIM 9W 2700K | 2526.48 | 2088 | 4 | WHITE | 9016 | ALUMINIUM/PMMA | TRANSPARENT | 220-240V/50-60Hz | 200 mA | TRIAC | N/A | 90+ | < 3 | L80B20 50.000h | 735lm | 82lm/W | 85lm/W | N/A | F | < 19 | 60° | IP 44 | d82 mm | N/A | 52 mm | d82x52 mm | N/A | 75 mm | 170x120x70 mm | 3 | 1 | N/A | N/A | 0.001428 | 0.25 | 0.4
SPOT B, W | SPOT |  |  | 9W | 2700K | 2150521CS | 8585054416998 | LED2 2150521CS SPOT B, W 9W CASAMBI 2700K | 8561.96 | 7076 | 4 | WHITE | 9016 | ALUMINIUM/PMMA | TRANSPARENT | 220-240V/50-60Hz | 200 mA | CASAMBI | N/A | 90+ | < 3 | L80B20 50.000h | 735lm | 82lm/W | 85lm/W | N/A | F | < 19 | 60° | IP 44 | d82 mm | N/A | 52 mm | d82x52 mm | N/A | 75 mm | 170x120x70 mm | 3 | 1 | N/A | N/A | 0.001428 | 0.25 | 0.4
SPOT B, B | SPOT |  |  | 9W | 2700K | 2150523 | 8585054408825 | LED2 2150523 SPOT B, B 9W 2700K | 1824.68 | 1508 | 4 | BLACK | 9005 | ALUMINIUM/PMMA | TRANSPARENT | 220-240V/50-60Hz | 200 mA | ON/OFF | N/A | 90+ | < 3 | L80B20 50.000h | 735lm | 82lm/W | 85lm/W | N/A | F | < 19 | 60° | IP 44 | d82 mm | N/A | 52 mm | d82x52 mm | N/A | 75 mm | 170x120x70 mm | 3 | 1 | N/A | N/A | 0.001428 | 0.25 | 0.4
SPOT B, B | SPOT |  |  | 9W | 2700K | 2150523D | 8585054408832 | LED2 2150523D SPOT B, B DALI/PUSH DIM 9W 2700K | 3087.92 | 2552 | 4 | BLACK | 9005 | ALUMINIUM/PMMA | TRANSPARENT | 220-240V/50-60Hz | 200 mA | DALI/PUSH | N/A | 90+ | < 3 | L80B20 50.000h | 735lm | 82lm/W | 85lm/W | N/A | F | < 19 | 60° | IP 44 | d82 mm | N/A | 52 mm | d82x52 mm | N/A | 75 mm | 170x120x70 mm | 3 | 1 | N/A | N/A | 0.001428 | 0.25 | 0.4
SPOT B, B | SPOT |  |  | 9W | 2700K | 2150523DT | 8585054410828 | LED2 2150523DT SPOT B, B TRIAC DIM 9W 2700K | 2526.48 | 2088 | 4 | BLACK | 9005 | ALUMINIUM/PMMA | TRANSPARENT | 220-240V/50-60Hz | 200 mA | TRIAC | N/A | 90+ | < 3 | L80B20 50.000h | 735lm | 82lm/W | 85lm/W | N/A | F | < 19 | 60° | IP 44 | d82 mm | N/A | 52 mm | d82x52 mm | N/A | 75 mm | 170x120x70 mm | 3 | 1 | N/A | N/A | 0.001428 | 0.25 | 0.4
SPOT B, B | SPOT |  |  | 9W | 2700K | 2150523CS | 8585054417018 | LED2 2150523CS SPOT B, B 9W CASAMBI 2700K | 8561.96 | 7076 | 4 | BLACK | 9005 | ALUMINIUM/PMMA | TRANSPARENT | 220-240V/50-60Hz | 200 mA | CASAMBI | N/A | 90+ | < 3 | L80B20 50.000h | 735lm | 82lm/W | 85lm/W | N/A | F | < 19 | 60° | IP 44 | d82 mm | N/A | 52 mm | d82x52 mm | N/A | 75 mm | 170x120x70 mm | 3 | 1 | N/A | N/A | 0.001428 | 0.25 | 0.4
SPOT B, W | SPOT |  |  | 9W | 4000K | 2150541 | 8585054401246 | LED2 2150541 SPOT B, W 9W 4000K | 1824.68 | 1508 | 4 | WHITE | 9016 | ALUMINIUM/PMMA | TRANSPARENT | 220-240V/50-60Hz | 200 mA | ON/OFF | N/A | 90+ | < 3 | L80B20 50.000h | 820lm | 91lm/W | 85lm/W | N/A | F | < 19 | 60° | IP 44 | d82 mm | N/A | 52 mm | d82x52 mm | N/A | 75 mm | 170x120x70 mm | 3 | 1 | N/A | N/A | 0.001428 | 0.25 | 0.4
SPOT B, W | SPOT |  |  | 9W | 4000K | 2150541D | 8585054407125 | LED2 2150541D SPOT B, W DALI/PUSH DIM 9W 4000K | 3087.92 | 2552 | 4 | WHITE | 9016 | ALUMINIUM/PMMA | TRANSPARENT | 220-240V/50-60Hz | 200 mA | DALI/PUSH | N/A | 90+ | < 3 | L80B20 50.000h | 820lm | 91lm/W | 85lm/W | N/A | F | < 19 | 60° | IP 44 | d82 mm | N/A | 52 mm | d82x52 mm | N/A | 75 mm | 170x120x70 mm | 3 | 1 | N/A | N/A | 0.001428 | 0.25 | 0.4
SPOT B, W | SPOT |  |  | 9W | 4000K | 2150541DT | 8585054410811 | LED2 2150541DT SPOT B, W TRIAC DIM 9W 4000K | 2526.48 | 2088 | 4 | WHITE | 9016 | ALUMINIUM/PMMA | TRANSPARENT | 220-240V/50-60Hz | 200 mA | TRIAC | N/A | 90+ | < 3 | L80B20 50.000h | 820lm | 91lm/W | 85lm/W | N/A | F | < 19 | 60° | IP 44 | d82 mm | N/A | 52 mm | d82x52 mm | N/A | 75 mm | 170x120x70 mm | 3 | 1 | N/A | N/A | 0.001428 | 0.25 | 0.4
SPOT B, W | SPOT |  |  | 9W | 4000K | 2150541CS | 8585054417032 | LED2 2150541CS SPOT B, W 9W CASAMBI 4000K | 8561.96 | 7076 | 4 | WHITE | 9016 | ALUMINIUM/PMMA | TRANSPARENT | 220-240V/50-60Hz | 200 mA | CASAMBI | N/A | 90+ | < 3 | L80B20 50.000h | 820lm | 91lm/W | 85lm/W | N/A | F | < 19 | 60° | IP 44 | d82 mm | N/A | 52 mm | d82x52 mm | N/A | 75 mm | 170x120x70 mm | 3 | 1 | N/A | N/A | 0.001428 | 0.25 | 0.4
SPOT B, B | SPOT |  |  | 9W | 4000K | 2150543 | 8585054401260 | LED2 2150543 SPOT B, B 9W 4000K | 1824.68 | 1508 | 4 | BLACK | 9005 | ALUMINIUM/PMMA | TRANSPARENT | 220-240V/50-60Hz | 200 mA | ON/OFF | N/A | 90+ | < 3 | L80B20 50.000h | 820lm | 91lm/W | 85lm/W | N/A | F | < 19 | 60° | IP 44 | d82 mm | N/A | 52 mm | d82x52 mm | N/A | 75 mm | 170x120x70 mm | 3 | 1 | N/A | N/A | 0.001428 | 0.25 | 0.4
SPOT B, B | SPOT |  |  | 9W | 4000K | 2150543D | 8585054407149 | LED2 2150543D SPOT B, B DALI/PUSH DIM 9W 4000K | 3087.92 | 2552 | 4 | BLACK | 9005 | ALUMINIUM/PMMA | TRANSPARENT | 220-240V/50-60Hz | 200 mA | DALI/PUSH | N/A | 90+ | < 3 | L80B20 50.000h | 820lm | 91lm/W | 85lm/W | N/A | F | < 19 | 60° | IP 44 | d82 mm | N/A | 52 mm | d82x52 mm | N/A | 75 mm | 170x120x70 mm | 3 | 1 | N/A | N/A | 0.001428 | 0.25 | 0.4
SPOT B, B | SPOT |  |  | 9W | 4000K | 2150543DT | 8585054410842 | LED2 2150543DT SPOT B, B TRIAC DIM 9W 4000K | 2526.48 | 2088 | 4 | BLACK | 9005 | ALUMINIUM/PMMA | TRANSPARENT | 220-240V/50-60Hz | 200 mA | TRIAC | N/A | 90+ | < 3 | L80B20 50.000h | 820lm | 91lm/W | 85lm/W | N/A | F | < 19 | 60° | IP 44 | d82 mm | N/A | 52 mm | d82x52 mm | N/A | 75 mm | 170x120x70 mm | 3 | 1 | N/A | N/A | 0.001428 | 0.25 | 0.4
SPOT B, B | SPOT |  |  | 9W | 4000K | 2150543CS | 8585054417056 | LED2 2150543CS SPOT B, B 9W CASAMBI 4000K | 8561.96 | 7076 | 4 | BLACK | 9005 | ALUMINIUM/PMMA | TRANSPARENT | 220-240V/50-60Hz | 200 mA | CASAMBI | N/A | 90+ | < 3 | L80B20 50.000h | 820lm | 91lm/W | 85lm/W | N/A | F | < 19 | 60° | IP 44 | d82 mm | N/A | 52 mm | d82x52 mm | N/A | 75 mm | 170x120x70 mm | 3 | 1 | N/A | N/A | 0.001428 | 0.25 | 0.4
SPOT C, W | SPOT |  |  | 9W | 2700K | 2150621 | 8585054408849 | LED2 2150621 SPOT C, W 9W 2700K | 1824.68 | 1508 | 4 | WHITE | 9016 | ALUMINIUM/PMMA | TRANSPARENT | 220-240V/50-60Hz | 200 mA | ON/OFF | N/A | 90+ | < 3 | L80B20 50.000h | 735lm | 82lm/W | 85lm/W | N/A | F | < 19 | 60° | IP 44 | d82 mm | N/A | 52 mm | d82x52 mm | N/A | 75 mm | 170x120x70 mm | 3 | 1 | N/A | N/A | 0.001428 | 0.25 | 0.4
SPOT C, W | SPOT |  |  | 9W | 2700K | 2150621D | 8585054408856 | LED2 2150621D SPOT C, W DALI/PUSH DIM 9W 2700K | 3087.92 | 2552 | 4 | WHITE | 9016 | ALUMINIUM/PMMA | TRANSPARENT | 220-240V/50-60Hz | 200 mA | DALI/PUSH | N/A | 90+ | < 3 | L80B20 50.000h | 735lm | 82lm/W | 85lm/W | N/A | F | < 19 | 60° | IP 44 | d82 mm | N/A | 52 mm | d82x52 mm | N/A | 75 mm | 170x120x70 mm | 3 | 1 | N/A | N/A | 0.001428 | 0.25 | 0.4
SPOT C, W | SPOT |  |  | 9W | 2700K | 2150621DT | 8585054410859 | LED2 2150621DT SPOT C, W TRIAC DIM 9W 2700K | 2526.48 | 2088 | 4 | WHITE | 9016 | ALUMINIUM/PMMA | TRANSPARENT | 220-240V/50-60Hz | 200 mA | TRIAC | N/A | 90+ | < 3 | L80B20 50.000h | 735lm | 82lm/W | 85lm/W | N/A | F | < 19 | 60° | IP 44 | d82 mm | N/A | 52 mm | d82x52 mm | N/A | 75 mm | 170x120x70 mm | 3 | 1 | N/A | N/A | 0.001428 | 0.25 | 0.4
SPOT C, W | SPOT |  |  | 9W | 2700K | 2150621CS | 8585054417070 | LED2 2150621CS SPOT C, W 9W CASAMBI 2700K | 8561.96 | 7076 | 4 | WHITE | 9016 | ALUMINIUM/PMMA | TRANSPARENT | 220-240V/50-60Hz | 200 mA | CASAMBI | N/A | 90+ | < 3 | L80B20 50.000h | 735lm | 82lm/W | 85lm/W | N/A | F | < 19 | 60° | IP 44 | d82 mm | N/A | 52 mm | d82x52 mm | N/A | 75 mm | 170x120x70 mm | 3 | 1 | N/A | N/A | 0.001428 | 0.25 | 0.4
SPOT C, B | SPOT |  |  | 9W | 2700K | 2150623 | 8585054408863 | LED2 2150623 SPOT C, B 9W 2700K | 1824.68 | 1508 | 4 | BLACK | 9005 | ALUMINIUM/PMMA | TRANSPARENT | 220-240V/50-60Hz | 200 mA | ON/OFF | N/A | 90+ | < 3 | L80B20 50.000h | 735lm | 82lm/W | 85lm/W | N/A | F | < 19 | 60° | IP 44 | d82 mm | N/A | 52 mm | d82x52 mm | N/A | 75 mm | 170x120x70 mm | 3 | 1 | N/A | N/A | 0.001428 | 0.25 | 0.4
SPOT C, B | SPOT |  |  | 9W | 2700K | 2150623D | 8585054408870 | LED2 2150623D SPOT C, B DALI/PUSH DIM 9W 2700K | 3087.92 | 2552 | 4 | BLACK | 9005 | ALUMINIUM/PMMA | TRANSPARENT | 220-240V/50-60Hz | 200 mA | DALI/PUSH | N/A | 90+ | < 3 | L80B20 50.000h | 735lm | 82lm/W | 85lm/W | N/A | F | < 19 | 60° | IP 44 | d82 mm | N/A | 52 mm | d82x52 mm | N/A | 75 mm | 170x120x70 mm | 3 | 1 | N/A | N/A | 0.001428 | 0.25 | 0.4
SPOT C, B | SPOT |  |  | 9W | 2700K | 2150623DT | 8585054410880 | LED2 2150623DT SPOT C, B TRIAC DIM 9W 2700K | 2526.48 | 2088 | 4 | BLACK | 9005 | ALUMINIUM/PMMA | TRANSPARENT | 220-240V/50-60Hz | 200 mA | TRIAC | N/A | 90+ | < 3 | L80B20 50.000h | 735lm | 82lm/W | 85lm/W | N/A | F | < 19 | 60° | IP 44 | d82 mm | N/A | 52 mm | d82x52 mm | N/A | 75 mm | 170x120x70 mm | 3 | 1 | N/A | N/A | 0.001428 | 0.25 | 0.4
SPOT C, B | SPOT |  |  | 9W | 2700K | 2150623CS | 8585054417094 | LED2 2150623CS SPOT C, B 9W CASAMBI 2700K | 8561.96 | 7076 | 4 | BLACK | 9005 | ALUMINIUM/PMMA | TRANSPARENT | 220-240V/50-60Hz | 200 mA | CASAMBI | N/A | 90+ | < 3 | L80B20 50.000h | 735lm | 82lm/W | 85lm/W | N/A | F | < 19 | 60° | IP 44 | d82 mm | N/A | 52 mm | d82x52 mm | N/A | 75 mm | 170x120x70 mm | 3 | 1 | N/A | N/A | 0.001428 | 0.25 | 0.4
SPOT C, W | SPOT |  |  | 9W | 4000K | 2150641 | 8585054401284 | LED2 2150641 SPOT C, W 9W 4000K | 1824.68 | 1508 | 4 | WHITE | 9016 | ALUMINIUM/PMMA | TRANSPARENT | 220-240V/50-60Hz | 200 mA | ON/OFF | N/A | 90+ | < 3 | L80B20 50.000h | 820lm | 91lm/W | 85lm/W | N/A | F | < 19 | 60° | IP 44 | d82 mm | N/A | 52 mm | d82x52 mm | N/A | 75 mm | 170x120x70 mm | 3 | 1 | N/A | N/A | 0.001428 | 0.25 | 0.4
SPOT C, W | SPOT |  |  | 9W | 4000K | 2150641D | 8585054407163 | LED2 2150641D SPOT C, W DALI/PUSH DIM 9W 4000K | 3087.92 | 2552 | 4 | WHITE | 9016 | ALUMINIUM/PMMA | TRANSPARENT | 220-240V/50-60Hz | 200 mA | DALI/PUSH | N/A | 90+ | < 3 | L80B20 50.000h | 820lm | 91lm/W | 85lm/W | N/A | F | < 19 | 60° | IP 44 | d82 mm | N/A | 52 mm | d82x52 mm | N/A | 75 mm | 170x120x70 mm | 3 | 1 | N/A | N/A | 0.001428 | 0.25 | 0.4
SPOT C, W | SPOT |  |  | 9W | 4000K | 2150641DT | 8585054410873 | LED2 2150641DT SPOT C, W TRIAC DIM 9W 4000K | 2526.48 | 2088 | 4 | WHITE | 9016 | ALUMINIUM/PMMA | TRANSPARENT | 220-240V/50-60Hz | 200 mA | TRIAC | N/A | 90+ | < 3 | L80B20 50.000h | 820lm | 91lm/W | 85lm/W | N/A | F | < 19 | 60° | IP 44 | d82 mm | N/A | 52 mm | d82x52 mm | N/A | 75 mm | 170x120x70 mm | 3 | 1 | N/A | N/A | 0.001428 | 0.25 | 0.4
SPOT C, W | SPOT |  |  | 9W | 4000K | 2150641CS | 8585054417117 | LED2 2150641CS SPOT C, W 9W CASAMBI 4000K | 8561.96 | 7076 | 4 | WHITE | 9016 | ALUMINIUM/PMMA | TRANSPARENT | 220-240V/50-60Hz | 200 mA | CASAMBI | N/A | 90+ | < 3 | L80B20 50.000h | 820lm | 91lm/W | 85lm/W | N/A | F | < 19 | 60° | IP 44 | d82 mm | N/A | 52 mm | d82x52 mm | N/A | 75 mm | 170x120x70 mm | 3 | 1 | N/A | N/A | 0.001428 | 0.25 | 0.4
SPOT C, B | SPOT |  |  | 9W | 4000K | 2150643 | 8585054401307 | LED2 2150643 SPOT C, B 9W 4000K | 1824.68 | 1508 | 4 | BLACK | 9005 | ALUMINIUM/PMMA | TRANSPARENT | 220-240V/50-60Hz | 200 mA | ON/OFF | N/A | 90+ | < 3 | L80B20 50.000h | 820lm | 91lm/W | 85lm/W | N/A | F | < 19 | 60° | IP 44 | d82 mm | N/A | 52 mm | d82x52 mm | N/A | 75 mm | 170x120x70 mm | 3 | 1 | N/A | N/A | 0.001428 | 0.25 | 0.4
SPOT C, B | SPOT |  |  | 9W | 4000K | 2150643D | 8585054407187 | LED2 2150643D SPOT C, B DALI/PUSH DIM 9W 4000K | 3087.92 | 2552 | 4 | BLACK | 9005 | ALUMINIUM/PMMA | TRANSPARENT | 220-240V/50-60Hz | 200 mA | DALI/PUSH | N/A | 90+ | < 3 | L80B20 50.000h | 820lm | 91lm/W | 85lm/W | N/A | F | < 19 | 60° | IP 44 | d82 mm | N/A | 52 mm | d82x52 mm | N/A | 75 mm | 170x120x70 mm | 3 | 1 | N/A | N/A | 0.001428 | 0.25 | 0.4
SPOT C, B | SPOT |  |  | 9W | 4000K | 2150643DT | 8585054410903 | LED2 2150643DT SPOT C, B TRIAC DIM 9W 4000K | 2526.48 | 2088 | 4 | BLACK | 9005 | ALUMINIUM/PMMA | TRANSPARENT | 220-240V/50-60Hz | 200 mA | TRIAC | N/A | 90+ | < 3 | L80B20 50.000h | 820lm | 91lm/W | 85lm/W | N/A | F | < 19 | 60° | IP 44 | d82 mm | N/A | 52 mm | d82x52 mm | N/A | 75 mm | 170x120x70 mm | 3 | 1 | N/A | N/A | 0.001428 | 0.25 | 0.4
SPOT C, B | SPOT |  |  | 9W | 4000K | 2150643CS | 8585054417131 | LED2 2150643CS SPOT C, B 9W CASAMBI 4000K | 8561.96 | 7076 | 4 | BLACK | 9005 | ALUMINIUM/PMMA | TRANSPARENT | 220-240V/50-60Hz | 200 mA | CASAMBI | N/A | 90+ | < 3 | L80B20 50.000h | 820lm | 91lm/W | 85lm/W | N/A | F | < 19 | 60° | IP 44 | d82 mm | N/A | 52 mm | d82x52 mm | N/A | 75 mm | 170x120x70 mm | 3 | 1 | N/A | N/A | 0.001428 | 0.25 | 0.4
SPOT II A, W | SPOT II | NEW |  | 9W | 2700K | 2151021 | 8585054431502 | LED2 2151021 SPOT II A, W 9W 2700K | 1824.68 | 1508 | 4 | WHITE | 9016 | ALUMINIUM/PMMA | TRANSPARENT | 220-240V/50-60Hz | 200 mA | ON/OFF | N/A | 90+ | < 3 | L80B20 50.000h | 735lm | 82lm/W | 85lm/W | N/A | F | < 19 | 60° | IP 44 | d82 mm | N/A | 61 mm | d82x61 mm | N/A | 75 mm | 170x120x70 mm | 3 | 1 | N/A | N/A | 0.001428 | 0.25 | 0.4
SPOT II A, W | SPOT II | NEW |  | 9W | 2700K | 2151021D | 8585054431519 | LED2 2151021D SPOT II A, W DALI/PUSH DIM 9W 2700K | 3087.92 | 2552 | 4 | WHITE | 9016 | ALUMINIUM/PMMA | TRANSPARENT | 220-240V/50-60Hz | 200 mA | DALI/PUSH | N/A | 90+ | < 3 | L80B20 50.000h | 735lm | 82lm/W | 85lm/W | N/A | F | < 19 | 60° | IP 44 | d82 mm | N/A | 61 mm | d82x61 mm | N/A | 75 mm | 170x120x70 mm | 3 | 1 | N/A | N/A | 0.001428 | 0.25 | 0.4
SPOT II A, W | SPOT II | NEW |  | 9W | 2700K | 2151021DT | 8585054431526 | LED2 2151021DT SPOT II A, W TRIAC DIM 9W 2700K | 2526.48 | 2088 | 4 | WHITE | 9016 | ALUMINIUM/PMMA | TRANSPARENT | 220-240V/50-60Hz | 200 mA | TRIAC | N/A | 90+ | < 3 | L80B20 50.000h | 735lm | 82lm/W | 85lm/W | N/A | F | < 19 | 60° | IP 44 | d82 mm | N/A | 61 mm | d82x61 mm | N/A | 75 mm | 170x120x70 mm | 3 | 1 | N/A | N/A | 0.001428 | 0.25 | 0.4
SPOT II A, B | SPOT II | NEW |  | 9W | 2700K | 2151023 | 8585054431533 | LED2 2151023 SPOT II A, B 9W 2700K | 1824.68 | 1508 | 4 | BLACK | 9005 | ALUMINIUM/PMMA | TRANSPARENT | 220-240V/50-60Hz | 200 mA | ON/OFF | N/A | 90+ | < 3 | L80B20 50.000h | 735lm | 82lm/W | 85lm/W | N/A | F | < 19 | 60° | IP 44 | d82 mm | N/A | 61 mm | d82x61 mm | N/A | 75 mm | 170x120x70 mm | 3 | 1 | N/A | N/A | 0.001428 | 0.25 | 0.4
SPOT II A, B | SPOT II | NEW |  | 9W | 2700K | 2151023D | 8585054431540 | LED2 2151023D SPOT II A, B DALI/PUSH DIM 9W 2700K | 3087.92 | 2552 | 4 | BLACK | 9005 | ALUMINIUM/PMMA | TRANSPARENT | 220-240V/50-60Hz | 200 mA | DALI/PUSH | N/A | 90+ | < 3 | L80B20 50.000h | 735lm | 82lm/W | 85lm/W | N/A | F | < 19 | 60° | IP 44 | d82 mm | N/A | 61 mm | d82x61 mm | N/A | 75 mm | 170x120x70 mm | 3 | 1 | N/A | N/A | 0.001428 | 0.25 | 0.4
SPOT II A, B | SPOT II | NEW |  | 9W | 2700K | 2151023DT | 8585054431557 | LED2 2151023DT SPOT II A, B TRIAC DIM 9W 2700K | 2526.48 | 2088 | 4 | BLACK | 9005 | ALUMINIUM/PMMA | TRANSPARENT | 220-240V/50-60Hz | 200 mA | TRIAC | N/A | 90+ | < 3 | L80B20 50.000h | 735lm | 82lm/W | 85lm/W | N/A | F | < 19 | 60° | IP 44 | d82 mm | N/A | 61 mm | d82x61 mm | N/A | 75 mm | 170x120x70 mm | 3 | 1 | N/A | N/A | 0.001428 | 0.25 | 0.4
SPOT II A, W | SPOT II | NEW |  | 9W | 3000K/3500K/4000K | 2150151 | 8585054429868 | LED2 2150151 SPOT II A, W 9W 3000K/3500K/4000K | 1929.95 | 1595 | 4 | WHITE | 9016 | ALUMINIUM/PMMA | TRANSPARENT | 220-240V/50-60Hz | 200 mA | ON/OFF | N/A | 90+ | < 3 | L80B20 50.000h | 735lm | 82lm/W | 85lm/W | N/A | F | < 19 | 60° | IP 44 | d82 mm | N/A | 61 mm | d82x61 mm | N/A | 75 mm | 170x120x70 mm | 3 | 1 | N/A | N/A | 0.001428 | 0.25 | 0.4
SPOT II A, W | SPOT II | NEW |  | 9W | 3000K/3500K/4000K | 2150151DT | 8585054429882 | LED2 2150151DT SPOT II A, W TRIAC DIM 9W 3000K/3500K/4000K | 2631.75 | 2175 | 4 | WHITE | 9016 | ALUMINIUM/PMMA | TRANSPARENT | 220-240V/50-60Hz | 200 mA | TRIAC | N/A | 90+ | < 3 | L80B20 50.000h | 735lm | 82lm/W | 85lm/W | N/A | F | < 19 | 60° | IP 44 | d82 mm | N/A | 61 mm | d82x61 mm | N/A | 75 mm | 170x120x70 mm | 3 | 1 | N/A | N/A | 0.001428 | 0.25 | 0.4
SPOT II A, W | SPOT II | NEW |  | 9W | 3000K/3500K/4000K | 2150151D | 8585054429875 | LED2 2150151D SPOT II A, W DALI/PUSH DIM 9W 3000K/3500K/4000K | 3193.19 | 2639 | 4 | WHITE | 9016 | ALUMINIUM/PMMA | TRANSPARENT | 220-240V/50-60Hz | 200 mA | DALI/PUSH | N/A | 90+ | < 3 | L80B20 50.000h | 735lm | 82lm/W | 85lm/W | N/A | F | < 19 | 60° | IP 44 | d82 mm | N/A | 61 mm | d82x61 mm | N/A | 75 mm | 170x120x70 mm | 3 | 1 | N/A | N/A | 0.001428 | 0.25 | 0.4
SPOT II A, W | SPOT II | NEW |  | 9W | 3000K-4000K | 2150151DTW | 8585054430444 | LED2 2150151DTW SPOT II A, W DALI TW 9W 3000K-4000K | 3228.28 | 2668 | 4 | WHITE | 9016 | ALUMINIUM/PMMA | TRANSPARENT | 220-240V/50-60Hz | 200 mA | DALI TW/PUSH TW | N/A | 90+ | < 3 | L80B20 50.000h | 735lm | 82lm/W | 85lm/W | N/A | F | < 19 | 60° | IP 44 | d82 mm | N/A | 61 mm | d82x61 mm | N/A | 75 mm | 170x120x70 mm | 3 | 1 | N/A | N/A | 0.001428 | 0.25 | 0.4
SPOT II A, B | SPOT II | NEW |  | 9W | 3000K/3500K/4000K | 2150153 | 8585054429899 | LED2 2150153 SPOT II A, B 9W 3000K/3500K/4000K | 1929.95 | 1595 | 4 | BLACK | 9005 | ALUMINIUM/PMMA | TRANSPARENT | 220-240V/50-60Hz | 200 mA | ON/OFF | N/A | 90+ | < 3 | L80B20 50.000h | 735lm | 82lm/W | 85lm/W | N/A | F | < 19 | 60° | IP 44 | d82 mm | N/A | 61 mm | d82x61 mm | N/A | 75 mm | 170x120x70 mm | 3 | 1 | N/A | N/A | 0.001428 | 0.25 | 0.4
SPOT II A, B | SPOT II | NEW |  | 9W | 3000K/3500K/4000K | 2150153DT | 8585054429912 | LED2 2150153DT SPOT II A, B TRIAC DIM 9W 3000K/3500K/4000K | 2631.75 | 2175 | 4 | BLACK | 9005 | ALUMINIUM/PMMA | TRANSPARENT | 220-240V/50-60Hz | 200 mA | TRIAC | N/A | 90+ | < 3 | L80B20 50.000h | 735lm | 82lm/W | 85lm/W | N/A | F | < 19 | 60° | IP 44 | d82 mm | N/A | 61 mm | d82x61 mm | N/A | 75 mm | 170x120x70 mm | 3 | 1 | N/A | N/A | 0.001428 | 0.25 | 0.4
SPOT II A, B | SPOT II | NEW |  | 9W | 3000K/3500K/4000K | 2150153D | 8585054429905 | LED2 2150153D SPOT II A, B DALI/PUSH DIM 9W 3000K/3500K/4000K | 3193.19 | 2639 | 4 | BLACK | 9005 | ALUMINIUM/PMMA | TRANSPARENT | 220-240V/50-60Hz | 200 mA | DALI/PUSH | N/A | 90+ | < 3 | L80B20 50.000h | 735lm | 82lm/W | 85lm/W | N/A | F | < 19 | 60° | IP 44 | d82 mm | N/A | 61 mm | d82x61 mm | N/A | 75 mm | 170x120x70 mm | 3 | 1 | N/A | N/A | 0.001428 | 0.25 | 0.4
SPOT II A, B | SPOT II | NEW |  | 9W | 3000K-4000K | 2150153DTW | 8585054430451 | LED2 2150153DTW SPOT II A, B DALI TW TW 9W 3000K-4000K | 3228.28 | 2668 | 4 | BLACK | 9005 | ALUMINIUM/PMMA | TRANSPARENT | 220-240V/50-60Hz | 200 mA | DALI TW/PUSH TW | N/A | 90+ | < 3 | L80B20 50.000h | 735lm | 82lm/W | 85lm/W | N/A | F | < 19 | 60° | IP 44 | d82 mm | N/A | 61 mm | d82x61 mm | N/A | 75 mm | 170x120x70 mm | 3 | 1 | N/A | N/A | 0.001428 | 0.25 | 0.4
SPOT II B, W | SPOT II | NEW |  | 9W | 2700K | 2151121 | 8585054431564 | LED2 2151121 SPOT II B, W 9W 2700K | 1824.68 | 1508 | 4 | WHITE | 9016 | ALUMINIUM/PMMA | TRANSPARENT | 220-240V/50-60Hz | 200 mA | ON/OFF | N/A | 90+ | < 3 | L80B20 50.000h | 735lm | 82lm/W | 85lm/W | N/A | F | < 19 | 60° | IP 44 | d82 mm | N/A | 52 mm | d82x52 mm | N/A | 75 mm | 170x120x70 mm | 3 | 1 | N/A | N/A | 0.001428 | 0.25 | 0.4
SPOT II B, W | SPOT II | NEW |  | 9W | 2700K | 2151121D | 8585054431571 | LED2 2151121D SPOT II B, W DALI/PUSH DIM 9W 2700K | 3087.92 | 2552 | 4 | WHITE | 9016 | ALUMINIUM/PMMA | TRANSPARENT | 220-240V/50-60Hz | 200 mA | DALI/PUSH | N/A | 90+ | < 3 | L80B20 50.000h | 735lm | 82lm/W | 85lm/W | N/A | F | < 19 | 60° | IP 44 | d82 mm | N/A | 52 mm | d82x52 mm | N/A | 75 mm | 170x120x70 mm | 3 | 1 | N/A | N/A | 0.001428 | 0.25 | 0.4
SPOT II B, W | SPOT II | NEW |  | 9W | 2700K | 2151121DT | 8585054431588 | LED2 2151121DT SPOT II B, W TRIAC DIM 9W 2700K | 2526.48 | 2088 | 4 | WHITE | 9016 | ALUMINIUM/PMMA | TRANSPARENT | 220-240V/50-60Hz | 200 mA | TRIAC | N/A | 90+ | < 3 | L80B20 50.000h | 735lm | 82lm/W | 85lm/W | N/A | F | < 19 | 60° | IP 44 | d82 mm | N/A | 52 mm | d82x52 mm | N/A | 75 mm | 170x120x70 mm | 3 | 1 | N/A | N/A | 0.001428 | 0.25 | 0.4
SPOT II B, B | SPOT II | NEW |  | 9W | 2700K | 2151123 | 8585054431595 | LED2 2151123 SPOT II B, B 9W 2700K | 1824.68 | 1508 | 4 | BLACK | 9005 | ALUMINIUM/PMMA | TRANSPARENT | 220-240V/50-60Hz | 200 mA | ON/OFF | N/A | 90+ | < 3 | L80B20 50.000h | 735lm | 82lm/W | 85lm/W | N/A | F | < 19 | 60° | IP 44 | d82 mm | N/A | 52 mm | d82x52 mm | N/A | 75 mm | 170x120x70 mm | 3 | 1 | N/A | N/A | 0.001428 | 0.25 | 0.4
SPOT II B, B | SPOT II | NEW |  | 9W | 2700K | 2151123D | 8585054431601 | LED2 2151123D SPOT II B, B DALI/PUSH DIM 9W 2700K | 3087.92 | 2552 | 4 | BLACK | 9005 | ALUMINIUM/PMMA | TRANSPARENT | 220-240V/50-60Hz | 200 mA | DALI/PUSH | N/A | 90+ | < 3 | L80B20 50.000h | 735lm | 82lm/W | 85lm/W | N/A | F | < 19 | 60° | IP 44 | d82 mm | N/A | 52 mm | d82x52 mm | N/A | 75 mm | 170x120x70 mm | 3 | 1 | N/A | N/A | 0.001428 | 0.25 | 0.4
SPOT II B, B | SPOT II | NEW |  | 9W | 2700K | 2151123DT | 8585054431618 | LED2 2151123DT SPOT II B, B TRIAC DIM 9W 2700K | 2526.48 | 2088 | 4 | BLACK | 9005 | ALUMINIUM/PMMA | TRANSPARENT | 220-240V/50-60Hz | 200 mA | TRIAC | N/A | 90+ | < 3 | L80B20 50.000h | 735lm | 82lm/W | 85lm/W | N/A | F | < 19 | 60° | IP 44 | d82 mm | N/A | 52 mm | d82x52 mm | N/A | 75 mm | 170x120x70 mm | 3 | 1 | N/A | N/A | 0.001428 | 0.25 | 0.4
SPOT II B, W | SPOT II | NEW |  | 9W | 3000K/3500K/4000K | 2150251 | 8585054429929 | LED2 2150251 SPOT II B, W 9W 3000K/3500K/4000K | 1929.95 | 1595 | 4 | WHITE | 9016 | ALUMINIUM/PMMA | TRANSPARENT | 220-240V/50-60Hz | 200 mA | ON/OFF | N/A | 90+ | < 3 | L80B20 50.000h | 735lm | 82lm/W | 85lm/W | N/A | F | < 19 | 60° | IP 44 | d82 mm | N/A | 52 mm | d82x52 mm | N/A | 75 mm | 170x120x70 mm | 3 | 1 | N/A | N/A | 0.001428 | 0.25 | 0.4
SPOT II B, W | SPOT II | NEW |  | 9W | 3000K/3500K/4000K | 2150251DT | 8585054429943 | LED2 2150251DT SPOT II B, W TRIAC DIM 9W 3000K/3500K/4000K | 2631.75 | 2175 | 4 | WHITE | 9016 | ALUMINIUM/PMMA | TRANSPARENT | 220-240V/50-60Hz | 200 mA | TRIAC | N/A | 90+ | < 3 | L80B20 50.000h | 735lm | 82lm/W | 85lm/W | N/A | F | < 19 | 60° | IP 44 | d82 mm | N/A | 52 mm | d82x52 mm | N/A | 75 mm | 170x120x70 mm | 3 | 1 | N/A | N/A | 0.001428 | 0.25 | 0.4
SPOT II B, W | SPOT II | NEW |  | 9W | 3000K/3500K/4000K | 2150251D | 8585054429936 | LED2 2150251D SPOT II B, W DALI/PUSH DIM 9W 3000K/3500K/4000K | 3193.19 | 2639 | 4 | WHITE | 9016 | ALUMINIUM/PMMA | TRANSPARENT | 220-240V/50-60Hz | 200 mA | DALI/PUSH | N/A | 90+ | < 3 | L80B20 50.000h | 735lm | 82lm/W | 85lm/W | N/A | F | < 19 | 60° | IP 44 | d82 mm | N/A | 52 mm | d82x52 mm | N/A | 75 mm | 170x120x70 mm | 3 | 1 | N/A | N/A | 0.001428 | 0.25 | 0.4
SPOT II B, W | SPOT II | NEW |  | 9W | 3000K-4000K | 2150251DTW | 8585054430468 | LED2 2150251DTW SPOT II B, W DALI TW 9W 3000K-4000K | 3228.28 | 2668 | 4 | WHITE | 9016 | ALUMINIUM/PMMA | TRANSPARENT | 220-240V/50-60Hz | 200 mA | DALI TW/PUSH TW | N/A | 90+ | < 3 | L80B20 50.000h | 735lm | 82lm/W | 85lm/W | N/A | F | < 19 | 60° | IP 44 | d82 mm | N/A | 52 mm | d82x52 mm | N/A | 75 mm | 170x120x70 mm | 3 | 1 | N/A | N/A | 0.001428 | 0.25 | 0.4
SPOT II B, B | SPOT II | NEW |  | 9W | 3000K/3500K/4000K | 2150253 | 8585054429950 | LED2 2150253 SPOT II B, B 9W 3000K/3500K/4000K | 1929.95 | 1595 | 4 | BLACK | 9005 | ALUMINIUM/PMMA | TRANSPARENT | 220-240V/50-60Hz | 200 mA | ON/OFF | N/A | 90+ | < 3 | L80B20 50.000h | 735lm | 82lm/W | 85lm/W | N/A | F | < 19 | 60° | IP 44 | d82 mm | N/A | 52 mm | d82x52 mm | N/A | 75 mm | 170x120x70 mm | 3 | 1 | N/A | N/A | 0.001428 | 0.25 | 0.4
SPOT II B, B | SPOT II | NEW |  | 9W | 3000K/3500K/4000K | 2150253DT | 8585054429974 | LED2 2150253DT SPOT II B, B TRIAC DIM 9W 3000K/3500K/4000K | 2631.75 | 2175 | 4 | BLACK | 9005 | ALUMINIUM/PMMA | TRANSPARENT | 220-240V/50-60Hz | 200 mA | TRIAC | N/A | 90+ | < 3 | L80B20 50.000h | 735lm | 82lm/W | 85lm/W | N/A | F | < 19 | 60° | IP 44 | d82 mm | N/A | 52 mm | d82x52 mm | N/A | 75 mm | 170x120x70 mm | 3 | 1 | N/A | N/A | 0.001428 | 0.25 | 0.4
SPOT II B, B | SPOT II | NEW |  | 9W | 3000K/3500K/4000K | 2150253D | 8585054429967 | LED2 2150253D SPOT II B, B DALI/PUSH DIM 9W 3000K/3500K/4000K | 3193.19 | 2639 | 4 | BLACK | 9005 | ALUMINIUM/PMMA | TRANSPARENT | 220-240V/50-60Hz | 200 mA | DALI/PUSH | N/A | 90+ | < 3 | L80B20 50.000h | 735lm | 82lm/W | 85lm/W | N/A | F | < 19 | 60° | IP 44 | d82 mm | N/A | 52 mm | d82x52 mm | N/A | 75 mm | 170x120x70 mm | 3 | 1 | N/A | N/A | 0.001428 | 0.25 | 0.4
SPOT II B, B | SPOT II | NEW |  | 9W | 3000K-4000K | 2150253DTW | 8585054430475 | LED2 2150253DTW SPOT II B, B DALI TW 9W 3000K-4000K | 3228.28 | 2668 | 4 | BLACK | 9005 | ALUMINIUM/PMMA | TRANSPARENT | 220-240V/50-60Hz | 200 mA | DALI TW/PUSH TW | N/A | 90+ | < 3 | L80B20 50.000h | 735lm | 82lm/W | 85lm/W | N/A | F | < 19 | 60° | IP 44 | d82 mm | N/A | 52 mm | d82x52 mm | N/A | 75 mm | 170x120x70 mm | 3 | 1 | N/A | N/A | 0.001428 | 0.25 | 0.4
SPOT II C, W | SPOT II | NEW |  | 9W | 2700K | 2151221 | 8585054431625 | LED2 2151221 SPOT II C, W 9W 2700K | 1824.68 | 1508 | 4 | WHITE | 9016 | ALUMINIUM/PMMA | TRANSPARENT | 220-240V/50-60Hz | 200 mA | ON/OFF | N/A | 90+ | < 3 | L80B20 50.000h | 735lm | 82lm/W | 85lm/W | N/A | F | < 19 | 60° | IP 44 | d82 mm | N/A | 52 mm | d82x52 mm | N/A | 75 mm | 170x120x70 mm | 3 | 1 | N/A | N/A | 0.001428 | 0.25 | 0.4
SPOT II C, W | SPOT II | NEW |  | 9W | 2700K | 2151221D | 8585054431632 | LED2 2151221D SPOT II C, W DALI/PUSH DIM 9W 2700K | 3087.92 | 2552 | 4 | WHITE | 9016 | ALUMINIUM/PMMA | TRANSPARENT | 220-240V/50-60Hz | 200 mA | DALI/PUSH | N/A | 90+ | < 3 | L80B20 50.000h | 735lm | 82lm/W | 85lm/W | N/A | F | < 19 | 60° | IP 44 | d82 mm | N/A | 52 mm | d82x52 mm | N/A | 75 mm | 170x120x70 mm | 3 | 1 | N/A | N/A | 0.001428 | 0.25 | 0.4
SPOT II C, W | SPOT II | NEW |  | 9W | 2700K | 2151221DT | 8585054431649 | LED2 2151221DT SPOT II C, W TRIAC DIM 9W 2700K | 2526.48 | 2088 | 4 | WHITE | 9016 | ALUMINIUM/PMMA | TRANSPARENT | 220-240V/50-60Hz | 200 mA | TRIAC | N/A | 90+ | < 3 | L80B20 50.000h | 735lm | 82lm/W | 85lm/W | N/A | F | < 19 | 60° | IP 44 | d82 mm | N/A | 52 mm | d82x52 mm | N/A | 75 mm | 170x120x70 mm | 3 | 1 | N/A | N/A | 0.001428 | 0.25 | 0.4
SPOT II C, B | SPOT II | NEW |  | 9W | 2700K | 2151223 | 8585054431656 | LED2 2151223 SPOT II C, B 9W 2700K | 1824.68 | 1508 | 4 | BLACK | 9005 | ALUMINIUM/PMMA | TRANSPARENT | 220-240V/50-60Hz | 200 mA | ON/OFF | N/A | 90+ | < 3 | L80B20 50.000h | 735lm | 82lm/W | 85lm/W | N/A | F | < 19 | 60° | IP 44 | d82 mm | N/A | 52 mm | d82x52 mm | N/A | 75 mm | 170x120x70 mm | 3 | 1 | N/A | N/A | 0.001428 | 0.25 | 0.4
SPOT II C, B | SPOT II | NEW |  | 9W | 2700K | 2151223D | 8585054431663 | LED2 2151223D SPOT II C, B DALI/PUSH DIM 9W 2700K | 3087.92 | 2552 | 4 | BLACK | 9005 | ALUMINIUM/PMMA | TRANSPARENT | 220-240V/50-60Hz | 200 mA | DALI/PUSH | N/A | 90+ | < 3 | L80B20 50.000h | 735lm | 82lm/W | 85lm/W | N/A | F | < 19 | 60° | IP 44 | d82 mm | N/A | 52 mm | d82x52 mm | N/A | 75 mm | 170x120x70 mm | 3 | 1 | N/A | N/A | 0.001428 | 0.25 | 0.4
SPOT II C, B | SPOT II | NEW |  | 9W | 2700K | 2151223DT | 8585054431670 | LED2 2151223DT SPOT II C, B TRIAC DIM 9W 2700K | 2526.48 | 2088 | 4 | BLACK | 9005 | ALUMINIUM/PMMA | TRANSPARENT | 220-240V/50-60Hz | 200 mA | TRIAC | N/A | 90+ | < 3 | L80B20 50.000h | 735lm | 82lm/W | 85lm/W | N/A | F | < 19 | 60° | IP 44 | d82 mm | N/A | 52 mm | d82x52 mm | N/A | 75 mm | 170x120x70 mm | 3 | 1 | N/A | N/A | 0.001428 | 0.25 | 0.4
SPOT II C, W | SPOT II | NEW |  | 9W | 3000K/3500K/4000K | 2150651 | 8585054429981 | LED2 2150651 SPOT II C, W 9W 3000K/3500K/4000K | 1929.95 | 1595 | 4 | WHITE | 9016 | ALUMINIUM/PMMA | TRANSPARENT | 220-240V/50-60Hz | 200 mA | ON/OFF | N/A | 90+ | < 3 | L80B20 50.000h | 735lm | 82lm/W | 85lm/W | N/A | F | < 19 | 60° | IP 44 | d82 mm | N/A | 52 mm | d82x52 mm | N/A | 75 mm | 170x120x70 mm | 3 | 1 | N/A | N/A | 0.001428 | 0.25 | 0.4
SPOT II C, W | SPOT II | NEW |  | 9W | 3000K/3500K/4000K | 2150651DT | 8585054430000 | LED2 2150651DT SPOT II C, W TRIAC DIM 9W 3000K/3500K/4000K | 2631.75 | 2175 | 4 | WHITE | 9016 | ALUMINIUM/PMMA | TRANSPARENT | 220-240V/50-60Hz | 200 mA | TRIAC | N/A | 90+ | < 3 | L80B20 50.000h | 735lm | 82lm/W | 85lm/W | N/A | F | < 19 | 60° | IP 44 | d82 mm | N/A | 52 mm | d82x52 mm | N/A | 75 mm | 170x120x70 mm | 3 | 1 | N/A | N/A | 0.001428 | 0.25 | 0.4
SPOT II C, W | SPOT II | NEW |  | 9W | 3000K/3500K/4000K | 2150651D | 8585054429998 | LED2 2150651D SPOT II C, W DALI/PUSH DIM 9W 3000K/3500K/4000K | 3193.19 | 2639 | 4 | WHITE | 9016 | ALUMINIUM/PMMA | TRANSPARENT | 220-240V/50-60Hz | 200 mA | DALI/PUSH | N/A | 90+ | < 3 | L80B20 50.000h | 735lm | 82lm/W | 85lm/W | N/A | F | < 19 | 60° | IP 44 | d82 mm | N/A | 52 mm | d82x52 mm | N/A | 75 mm | 170x120x70 mm | 3 | 1 | N/A | N/A | 0.001428 | 0.25 | 0.4
SPOT II C, W | SPOT II | NEW |  | 9W | 3000K-4000K | 2150651DTW | 8585054430482 | LED2 2150651DTW SPOT II C, W DALI TW 9W 3000K-4000K | 3228.28 | 2668 | 4 | WHITE | 9016 | ALUMINIUM/PMMA | TRANSPARENT | 220-240V/50-60Hz | 200 mA | DALI TW/PUSH TW | N/A | 90+ | < 3 | L80B20 50.000h | 735lm | 82lm/W | 85lm/W | N/A | F | < 19 | 60° | IP 44 | d82 mm | N/A | 52 mm | d82x52 mm | N/A | 75 mm | 170x120x70 mm | 3 | 1 | N/A | N/A | 0.001428 | 0.25 | 0.4
SPOT II C, B | SPOT II | NEW |  | 9W | 3000K/3500K/4000K | 2150653 | 8585054430017 | LED2 2150653 SPOT II C, B 9W 3000K/3500K/4000K | 1929.95 | 1595 | 4 | BLACK | 9005 | ALUMINIUM/PMMA | TRANSPARENT | 220-240V/50-60Hz | 200 mA | ON/OFF | N/A | 90+ | < 3 | L80B20 50.000h | 735lm | 82lm/W | 85lm/W | N/A | F | < 19 | 60° | IP 44 | d82 mm | N/A | 52 mm | d82x52 mm | N/A | 75 mm | 170x120x70 mm | 3 | 1 | N/A | N/A | 0.001428 | 0.25 | 0.4
SPOT II C, B | SPOT II | NEW |  | 9W | 3000K/3500K/4000K | 2150653DT | 8585054430031 | LED2 2150653DT SPOT II C, B TRIAC DIM 9W 3000K/3500K/4000K | 2631.75 | 2175 | 4 | BLACK | 9005 | ALUMINIUM/PMMA | TRANSPARENT | 220-240V/50-60Hz | 200 mA | TRIAC | N/A | 90+ | < 3 | L80B20 50.000h | 735lm | 82lm/W | 85lm/W | N/A | F | < 19 | 60° | IP 44 | d82 mm | N/A | 52 mm | d82x52 mm | N/A | 75 mm | 170x120x70 mm | 3 | 1 | N/A | N/A | 0.001428 | 0.25 | 0.4
SPOT II C, B | SPOT II | NEW |  | 9W | 3000K/3500K/4000K | 2150653D | 8585054430024 | LED2 2150653D SPOT II C, B DALI/PUSH DIM 9W 3000K/3500K/4000K | 3193.19 | 2639 | 4 | BLACK | 9005 | ALUMINIUM/PMMA | TRANSPARENT | 220-240V/50-60Hz | 200 mA | DALI/PUSH | N/A | 90+ | < 3 | L80B20 50.000h | 735lm | 82lm/W | 85lm/W | N/A | F | < 19 | 60° | IP 44 | d82 mm | N/A | 52 mm | d82x52 mm | N/A | 75 mm | 170x120x70 mm | 3 | 1 | N/A | N/A | 0.001428 | 0.25 | 0.4
SPOT II C, B | SPOT II | NEW |  | 9W | 3000K-4000K | 2150653DTW | 8585054430499 | LED2 2150653DTW SPOT II C, B DALI TW 9W 3000K-4000K | 3228.28 | 2668 | 4 | BLACK | 9005 | ALUMINIUM/PMMA | TRANSPARENT | 220-240V/50-60Hz | 200 mA | DALI TW/PUSH TW | N/A | 90+ | < 3 | L80B20 50.000h | 735lm | 82lm/W | 85lm/W | N/A | F | < 19 | 60° | IP 44 | d82 mm | N/A | 52 mm | d82x52 mm | N/A | 75 mm | 170x120x70 mm | 3 | 1 | N/A | N/A | 0.001428 | 0.25 | 0.4
191N, W | 191N |  |  | 6W | 3000K | 2160331 | 8585054401314 | LED2 2160331 191N, W 6W 3000K | 1157.97 | 957 | 4 | WHITE | 9003 | ALUMINIUM/PMMA | TRANSPARENT | 220-240V/50-60Hz | 600 mA | ON/OFF | N/A | 80+ | < 3 | L80B20 50.000h | 530lm | 88lm/W | 84lm/W | N/A | F | N/A | 36° | IP 20 | d92 mm | N/A | 61 mm | d92x61 mm | N/A | 80 mm | 115x115x95 mm | 3 | 20 | 18585054401311 | N/A | 0.001256 | 0.25 | 0.3
191N, W | 191N |  |  | 6W | 3000K | 2160331D | 8585054407194 | LED2 2160331D 191N, W DALI/PUSH DIM 6W 3000K | 2631.75 | 2175 | 4 | WHITE | 9003 | ALUMINIUM/PMMA | TRANSPARENT | 220-240V/50-60Hz | 600 mA | DALI/PUSH | N/A | 80+ | < 3 | L80B20 50.000h | 530lm | 88lm/W | 84lm/W | N/A | F | N/A | 36° | IP 20 | d92 mm | N/A | 61 mm | d92x61 mm | N/A | 80 mm | 115x115x95 mm | 3 | 1 | N/A | N/A | 0.001256 | 0.25 | 0.3
191N, W | 191N |  |  | 6W | 3000K | 2160331DT | 8585054410910 | LED2 2160331DT 191N, W TRIAC DIM 6W 3000K | 1929.95 | 1595 | 4 | WHITE | 9003 | ALUMINIUM/PMMA | TRANSPARENT | 220-240V/50-60Hz | 600 mA | TRIAC | N/A | 80+ | < 3 | L80B20 50.000h | 530lm | 88lm/W | 84lm/W | N/A | F | N/A | 36° | IP 20 | d92 mm | N/A | 61 mm | d92x61 mm | N/A | 80 mm | 115x115x95 mm | 3 | 1 | N/A | N/A | 0.001256 | 0.25 | 0.3
191N, W | 191N |  |  | 6W | 3000K | 2160331CS | 8585054417155 | LED2 2160331CS 191N, W 6W CASAMBI 3000K | 8105.79 | 6699 | 4 | WHITE | 9003 | ALUMINIUM/PMMA | TRANSPARENT | 220-240V/50-60Hz | 600 mA | CASAMBI | N/A | 80+ | < 3 | L80B20 50.000h | 530lm | 88lm/W | 84lm/W | N/A | F | N/A | 36° | IP 20 | d92 mm | N/A | 61 mm | d92x61 mm | N/A | 80 mm | 115x115x95 mm | 3 | 1 | N/A | N/A | 0.001256 | 0.25 | 0.3
192N, W | 192N |  |  | 6W | 3000K | 2160431 | 8585054401338 | LED2 2160431 192N, W 6W 3000K | 1157.97 | 957 | 4 | WHITE | 9003 | ALUMINIUM/PMMA | TRANSPARENT | 220-240V/50-60Hz | 600 mA | ON/OFF | N/A | 80+ | < 3 | L80B20 50.000h | 530lm | 88lm/W | 84lm/W | N/A | F | N/A | 36° | IP 20 | 92 mm | 92 mm | 61 mm | 92x92x61 mm | N/A | 80 mm | 115x115x95 mm | 3 | 20 | 18585054401335 | N/A | 0.001256 | 0.25 | 0.3
192N, W | 192N |  |  | 6W | 3000K | 2160431D | 8585054407217 | LED2 2160431D 192N, W DALI/PUSH DIM 6W 3000K | 2631.75 | 2175 | 4 | WHITE | 9003 | ALUMINIUM/PMMA | TRANSPARENT | 220-240V/50-60Hz | 600 mA | DALI/PUSH | N/A | 80+ | < 3 | L80B20 50.000h | 530lm | 88lm/W | 84lm/W | N/A | F | N/A | 36° | IP 20 | 92 mm | 92 mm | 61 mm | 92x92x61 mm | N/A | 80 mm | 115x115x95 mm | 3 | 1 | N/A | N/A | 0.001256 | 0.25 | 0.3
192N, W | 192N |  |  | 6W | 3000K | 2160431DT | 8585054410934 | LED2 2160431DT 192N, W TRIAC DIM 6W 3000K | 1929.95 | 1595 | 4 | WHITE | 9003 | ALUMINIUM/PMMA | TRANSPARENT | 220-240V/50-60Hz | 600 mA | TRIAC | N/A | 80+ | < 3 | L80B20 50.000h | 530lm | 88lm/W | 84lm/W | N/A | F | N/A | 36° | IP 20 | 92 mm | 92 mm | 61 mm | 92x92x61 mm | N/A | 80 mm | 115x115x95 mm | 3 | 1 | N/A | N/A | 0.001256 | 0.25 | 0.3
192N, W | 192N |  |  | 6W | 3000K | 2160431CS | 8585054417179 | LED2 2160431CS 192N, W 6W CASAMBI 3000K | 8105.79 | 6699 | 4 | WHITE | 9003 | ALUMINIUM/PMMA | TRANSPARENT | 220-240V/50-60Hz | 600 mA | CASAMBI | N/A | 80+ | < 3 | L80B20 50.000h | 530lm | 88lm/W | 84lm/W | N/A | F | N/A | 36° | IP 20 | 92 mm | 92 mm | 61 mm | 92x92x61 mm | N/A | 80 mm | 115x115x95 mm | 3 | 1 | N/A | N/A | 0.001256 | 0.25 | 0.3
MAX 1, W | MAX |  |  | 8W | 3000K | 2231531 | 8585054407811 | LED2 2231531 MAX 1, W 8W 3000K | 1122.88 | 928 | 4 | WHITE | 9016 | ALUMINIUM/PMMA | TRANSPARENT | 220-240V/50-60Hz | 185 mA | ON/OFF | N/A | 90+ | < 3 | L80B20 50.000h | 735lm | 92lm/W | 106lm/W | N/A | F | N/A | 60° | IP 65 | d80 mm | N/A | 40 mm | d80x40 mm | N/A | 68 mm | 100x100x70 mm | 3 | 50 | 18585054407818 | N/A | 0.0007 | 0.16 | 0.18
MAX 1, W | MAX |  |  | 8W | 3000K | 2231531D | 8585054407828 | LED2 2231531D MAX 1, W DALI/PUSH DIM 8W 3000K | 2386.12 | 1972 | 4 | WHITE | 9016 | ALUMINIUM/PMMA | TRANSPARENT | 220-240V/50-60Hz | 185 mA | DALI/PUSH | N/A | 90+ | < 3 | L80B20 50.000h | 735lm | 92lm/W | 106lm/W | N/A | F | N/A | 60° | IP 65 | d80 mm | N/A | 40 mm | d80x40 mm | N/A | 68 mm | 100x100x70 mm | 3 | 1 | N/A | N/A | 0.0007 | 0.16 | 0.18
MAX 1, W | MAX |  |  | 8W | 3000K | 2231531DT | 8585054410958 | LED2 2231531DT MAX 1, W TRIAC DIM 8W 3000K | 1824.68 | 1508 | 4 | WHITE | 9016 | ALUMINIUM/PMMA | TRANSPARENT | 220-240V/50-60Hz | 185 mA | TRIAC | N/A | 90+ | < 3 | L80B20 50.000h | 735lm | 92lm/W | 106lm/W | N/A | F | N/A | 60° | IP 65 | d80 mm | N/A | 40 mm | d80x40 mm | N/A | 68 mm | 100x100x70 mm | 3 | 1 | N/A | N/A | 0.0007 | 0.16 | 0.18
MAX 1, W | MAX |  |  | 8W | 3000K | 2231531CS | 8585054417193 | LED2 2231531CS MAX 1, W 8W CASAMBI 3000K | 7860.16 | 6496 | 4 | WHITE | 9016 | ALUMINIUM/PMMA | TRANSPARENT | 220-240V/50-60Hz | 185 mA | CASAMBI | N/A | 90+ | < 3 | L80B20 50.000h | 735lm | 92lm/W | 106lm/W | N/A | F | N/A | 60° | IP 65 | d80 mm | N/A | 40 mm | d80x40 mm | N/A | 68 mm | 100x100x70 mm | 3 | 1 | N/A | N/A | 0.0007 | 0.16 | 0.18
MAX 1, B | MAX |  |  | 8W | 3000K | 2231533 | 8585054407835 | LED2 2231533 MAX 1, B 8W 3000K | 1122.88 | 928 | 4 | BLACK | 9005 | ALUMINIUM/PMMA | TRANSPARENT | 220-240V/50-60Hz | 185 mA | ON/OFF | N/A | 90+ | < 3 | L80B20 50.000h | 735lm | 92lm/W | 106lm/W | N/A | F | N/A | 60° | IP 65 | d80 mm | N/A | 40 mm | d80x40 mm | N/A | 68 mm | 100x100x70 mm | 3 | 50 | 18585054407832 | N/A | 0.0007 | 0.16 | 0.18
MAX 1, B | MAX |  |  | 8W | 3000K | 2231533D | 8585054407842 | LED2 2231533D MAX 1, B DALI/PUSH DIM 8W 3000K | 2386.12 | 1972 | 4 | BLACK | 9005 | ALUMINIUM/PMMA | TRANSPARENT | 220-240V/50-60Hz | 185 mA | DALI/PUSH | N/A | 90+ | < 3 | L80B20 50.000h | 735lm | 92lm/W | 106lm/W | N/A | F | N/A | 60° | IP 65 | d80 mm | N/A | 40 mm | d80x40 mm | N/A | 68 mm | 100x100x70 mm | 3 | 1 | N/A | N/A | 0.0007 | 0.16 | 0.18
MAX 1, B | MAX |  |  | 8W | 3000K | 2231533DT | 8585054410972 | LED2 2231533DT MAX 1, B TRIAC DIM 8W 3000K | 1824.68 | 1508 | 4 | BLACK | 9005 | ALUMINIUM/PMMA | TRANSPARENT | 220-240V/50-60Hz | 185 mA | TRIAC | N/A | 90+ | < 3 | L80B20 50.000h | 735lm | 92lm/W | 106lm/W | N/A | F | N/A | 60° | IP 65 | d80 mm | N/A | 40 mm | d80x40 mm | N/A | 68 mm | 100x100x70 mm | 3 | 1 | N/A | N/A | 0.0007 | 0.16 | 0.18
MAX 1, B | MAX |  |  | 8W | 3000K | 2231533CS | 8585054417216 | LED2 2231533CS MAX 1, B 8W CASAMBI 3000K | 7860.16 | 6496 | 4 | BLACK | 9005 | ALUMINIUM/PMMA | TRANSPARENT | 220-240V/50-60Hz | 185 mA | CASAMBI | N/A | 90+ | < 3 | L80B20 50.000h | 735lm | 92lm/W | 106lm/W | N/A | F | N/A | 60° | IP 65 | d80 mm | N/A | 40 mm | d80x40 mm | N/A | 68 mm | 100x100x70 mm | 3 | 1 | N/A | N/A | 0.0007 | 0.16 | 0.18
MAX 1, W | MAX |  |  | 8W | 4000K | 2231541 | 8585054407897 | LED2 2231541 MAX 1, W 8W 4000K | 1122.88 | 928 | 4 | WHITE | 9016 | ALUMINIUM/PMMA | TRANSPARENT | 220-240V/50-60Hz | 185 mA | ON/OFF | N/A | 90+ | < 3 | L80B20 50.000h | 735lm | 92lm/W | 122lm/W | N/A | F | N/A | 60° | IP 65 | d80 mm | N/A | 40 mm | d80x40 mm | N/A | 68 mm | 100x100x70 mm | 3 | 50 | 18585054407894 | N/A | 0.0007 | 0.16 | 0.18
MAX 1, W | MAX |  |  | 8W | 4000K | 2231541D | 8585054407903 | LED2 2231541D MAX 1, W DALI/PUSH DIM 8W 4000K | 2386.12 | 1972 | 4 | WHITE | 9016 | ALUMINIUM/PMMA | TRANSPARENT | 220-240V/50-60Hz | 185 mA | DALI/PUSH | N/A | 90+ | < 3 | L80B20 50.000h | 735lm | 92lm/W | 122lm/W | N/A | F | N/A | 60° | IP 65 | d80 mm | N/A | 40 mm | d80x40 mm | N/A | 68 mm | 100x100x70 mm | 3 | 1 | N/A | N/A | 0.0007 | 0.16 | 0.18
MAX 1, W | MAX |  |  | 8W | 4000K | 2231541DT | 8585054410965 | LED2 2231541DT MAX 1, W TRIAC DIM 8W 4000K | 1824.68 | 1508 | 4 | WHITE | 9016 | ALUMINIUM/PMMA | TRANSPARENT | 220-240V/50-60Hz | 185 mA | TRIAC | N/A | 90+ | < 3 | L80B20 50.000h | 735lm | 92lm/W | 122lm/W | N/A | F | N/A | 60° | IP 65 | d80 mm | N/A | 40 mm | d80x40 mm | N/A | 68 mm | 100x100x70 mm | 3 | 1 | N/A | N/A | 0.0007 | 0.16 | 0.18
MAX 1, W | MAX |  |  | 8W | 4000K | 2231541CS | 8585054417230 | LED2 2231541CS MAX 1, W 8W CASAMBI 4000K | 7860.16 | 6496 | 4 | WHITE | 9016 | ALUMINIUM/PMMA | TRANSPARENT | 220-240V/50-60Hz | 185 mA | CASAMBI | N/A | 90+ | < 3 | L80B20 50.000h | 735lm | 92lm/W | 122lm/W | N/A | F | N/A | 60° | IP 65 | d80 mm | N/A | 40 mm | d80x40 mm | N/A | 68 mm | 100x100x70 mm | 3 | 1 | N/A | N/A | 0.0007 | 0.16 | 0.18
MAX 1, B | MAX |  |  | 8W | 4000K | 2231543 | 8585054407910 | LED2 2231543 MAX 1, B 8W 4000K | 1122.88 | 928 | 4 | BLACK | 9005 | ALUMINIUM/PMMA | TRANSPARENT | 220-240V/50-60Hz | 185 mA | ON/OFF | N/A | 90+ | < 3 | L80B20 50.000h | 735lm | 92lm/W | 122lm/W | N/A | F | N/A | 60° | IP 65 | d80 mm | N/A | 40 mm | d80x40 mm | N/A | 68 mm | 100x100x70 mm | 3 | 50 | 18585054407917 | N/A | 0.0007 | 0.16 | 0.18
MAX 1, B | MAX |  |  | 8W | 4000K | 2231543D | 8585054407927 | LED2 2231543D MAX 1, B DALI/PUSH DIM 8W 4000K | 2386.12 | 1972 | 4 | BLACK | 9005 | ALUMINIUM/PMMA | TRANSPARENT | 220-240V/50-60Hz | 185 mA | DALI/PUSH | N/A | 90+ | < 3 | L80B20 50.000h | 735lm | 92lm/W | 122lm/W | N/A | F | N/A | 60° | IP 65 | d80 mm | N/A | 40 mm | d80x40 mm | N/A | 68 mm | 100x100x70 mm | 3 | 1 | N/A | N/A | 0.0007 | 0.16 | 0.18
MAX 1, B | MAX |  |  | 8W | 4000K | 2231543DT | 8585054410989 | LED2 2231543DT MAX 1, B TRIAC DIM 8W 4000K | 1824.68 | 1508 | 4 | BLACK | 9005 | ALUMINIUM/PMMA | TRANSPARENT | 220-240V/50-60Hz | 185 mA | TRIAC | N/A | 90+ | < 3 | L80B20 50.000h | 735lm | 92lm/W | 122lm/W | N/A | F | N/A | 60° | IP 65 | d80 mm | N/A | 40 mm | d80x40 mm | N/A | 68 mm | 100x100x70 mm | 3 | 1 | N/A | N/A | 0.0007 | 0.16 | 0.18
MAX 1, B | MAX |  |  | 8W | 4000K | 2231543CS | 8585054417254 | LED2 2231543CS MAX 1, B 8W CASAMBI 4000K | 7860.16 | 6496 | 4 | BLACK | 9005 | ALUMINIUM/PMMA | TRANSPARENT | 220-240V/50-60Hz | 185 mA | CASAMBI | N/A | 90+ | < 3 | L80B20 50.000h | 735lm | 92lm/W | 122lm/W | N/A | F | N/A | 60° | IP 65 | d80 mm | N/A | 40 mm | d80x40 mm | N/A | 68 mm | 100x100x70 mm | 3 | 1 | N/A | N/A | 0.0007 | 0.16 | 0.18
MAX 2, W | MAX |  |  | 8W | 3000K | 2231631 | 8585054407859 | LED2 2231631 MAX 2, W 8W 3000K | 1298.33 | 1073 | 4 | WHITE | 9016 | ALUMINIUM/PMMA | TRANSPARENT | 220-240V/50-60Hz | 185 mA | ON/OFF | N/A | 90+ | < 3 | L80B20 50.000h | 735lm | 92lm/W | 106lm/W | N/A | F | N/A | 60° | IP 65 | d80 mm | N/A | 30 mm | d80x30 mm | N/A | 68 mm | 100x100x70 mm | 3 | 50 | 18585054407856 | N/A | 0.0007 | 0.22 | 0.24
MAX 2, W | MAX |  |  | 8W | 3000K | 2231631D | 8585054407866 | LED2 2231631D MAX 2, W DALI/PUSH DIM 8W 3000K | 2561.57 | 2117 | 4 | WHITE | 9016 | ALUMINIUM/PMMA | TRANSPARENT | 220-240V/50-60Hz | 185 mA | DALI/PUSH | N/A | 90+ | < 3 | L80B20 50.000h | 735lm | 92lm/W | 106lm/W | N/A | F | N/A | 60° | IP 65 | d80 mm | N/A | 30 mm | d80x30 mm | N/A | 68 mm | 100x100x70 mm | 3 | 1 | N/A | N/A | 0.0007 | 0.22 | 0.24
MAX 2, W | MAX |  |  | 8W | 3000K | 2231631DT | 8585054410996 | LED2 2231631DT MAX 2, W TRIAC DIM 8W 3000K | 2000.13 | 1653 | 4 | WHITE | 9016 | ALUMINIUM/PMMA | TRANSPARENT | 220-240V/50-60Hz | 185 mA | TRIAC | N/A | 90+ | < 3 | L80B20 50.000h | 735lm | 92lm/W | 106lm/W | N/A | F | N/A | 60° | IP 65 | d80 mm | N/A | 30 mm | d80x30 mm | N/A | 68 mm | 100x100x70 mm | 3 | 1 | N/A | N/A | 0.0007 | 0.22 | 0.24
MAX 2, W | MAX |  |  | 8W | 3000K | 2231631CS | 8585054417278 | LED2 2231631CS MAX 2, W 8W CASAMBI 3000K | 8035.61 | 6641 | 4 | WHITE | 9016 | ALUMINIUM/PMMA | TRANSPARENT | 220-240V/50-60Hz | 185 mA | CASAMBI | N/A | 90+ | < 3 | L80B20 50.000h | 735lm | 92lm/W | 106lm/W | N/A | F | N/A | 60° | IP 65 | d80 mm | N/A | 30 mm | d80x30 mm | N/A | 68 mm | 100x100x70 mm | 3 | 1 | N/A | N/A | 0.0007 | 0.22 | 0.24
MAX 2, B | MAX |  |  | 8W | 3000K | 2231633 | 8585054407873 | LED2 2231633 MAX 2, B 8W 3000K | 1298.33 | 1073 | 4 | BLACK | 9005 | ALUMINIUM/PMMA | TRANSPARENT | 220-240V/50-60Hz | 185 mA | ON/OFF | N/A | 90+ | < 3 | L80B20 50.000h | 735lm | 92lm/W | 106lm/W | N/A | F | N/A | 60° | IP 65 | d80 mm | N/A | 30 mm | d80x30 mm | N/A | 68 mm | 100x100x70 mm | 3 | 50 | 18585054407870 | N/A | 0.0007 | 0.22 | 0.24
MAX 2, B | MAX |  |  | 8W | 3000K | 2231633D | 8585054407880 | LED2 2231633D MAX 2, B DALI/PUSH DIM 8W 3000K | 2561.57 | 2117 | 4 | BLACK | 9005 | ALUMINIUM/PMMA | TRANSPARENT | 220-240V/50-60Hz | 185 mA | DALI/PUSH | N/A | 90+ | < 3 | L80B20 50.000h | 735lm | 92lm/W | 106lm/W | N/A | F | N/A | 60° | IP 65 | d80 mm | N/A | 30 mm | d80x30 mm | N/A | 68 mm | 100x100x70 mm | 3 | 1 | N/A | N/A | 0.0007 | 0.22 | 0.24
MAX 2, B | MAX |  |  | 8W | 3000K | 2231633DT | 8585054411016 | LED2 2231633DT MAX 2, B TRIAC DIM 8W 3000K | 2000.13 | 1653 | 4 | BLACK | 9005 | ALUMINIUM/PMMA | TRANSPARENT | 220-240V/50-60Hz | 185 mA | TRIAC | N/A | 90+ | < 3 | L80B20 50.000h | 735lm | 92lm/W | 106lm/W | N/A | F | N/A | 60° | IP 65 | d80 mm | N/A | 30 mm | d80x30 mm | N/A | 68 mm | 100x100x70 mm | 3 | 1 | N/A | N/A | 0.0007 | 0.22 | 0.24
MAX 2, B | MAX |  |  | 8W | 3000K | 2231633CS | 8585054417292 | LED2 2231633CS MAX 2, B 8W CASAMBI 3000K | 8035.61 | 6641 | 4 | BLACK | 9005 | ALUMINIUM/PMMA | TRANSPARENT | 220-240V/50-60Hz | 185 mA | CASAMBI | N/A | 90+ | < 3 | L80B20 50.000h | 735lm | 92lm/W | 106lm/W | N/A | F | N/A | 60° | IP 65 | d80 mm | N/A | 30 mm | d80x30 mm | N/A | 68 mm | 100x100x70 mm | 3 | 1 | N/A | N/A | 0.0007 | 0.22 | 0.24
MAX 2, W | MAX |  |  | 8W | 4000K | 2231641 | 8585054407934 | LED2 2231641 MAX 2, W 8W 4000K | 1298.33 | 1073 | 4 | WHITE | 9016 | ALUMINIUM/PMMA | TRANSPARENT | 220-240V/50-60Hz | 185 mA | ON/OFF | N/A | 90+ | < 3 | L80B20 50.000h | 735lm | 122lm/W | 106lm/W | N/A | F | N/A | 60° | IP 65 | d80 mm | N/A | 30 mm | d80x30 mm | N/A | 68 mm | 100x100x70 mm | 3 | 50 | 18585054407931 | N/A | 0.0007 | 0.22 | 0.24
MAX 2, W | MAX |  |  | 8W | 4000K | 2231641D | 8585054407941 | LED2 2231641D MAX 2, W DALI/PUSH DIM 8W 4000K | 2561.57 | 2117 | 4 | WHITE | 9016 | ALUMINIUM/PMMA | TRANSPARENT | 220-240V/50-60Hz | 185 mA | DALI/PUSH | N/A | 90+ | < 3 | L80B20 50.000h | 735lm | 122lm/W | 106lm/W | N/A | F | N/A | 60° | IP 65 | d80 mm | N/A | 30 mm | d80x30 mm | N/A | 68 mm | 100x100x70 mm | 3 | 1 | N/A | N/A | 0.0007 | 0.22 | 0.24
MAX 2, W | MAX |  |  | 8W | 4000K | 2231641DT | 8585054411009 | LED2 2231641DT MAX 2, W TRIAC DIM 8W 4000K | 2000.13 | 1653 | 4 | WHITE | 9016 | ALUMINIUM/PMMA | TRANSPARENT | 220-240V/50-60Hz | 185 mA | TRIAC | N/A | 90+ | < 3 | L80B20 50.000h | 735lm | 122lm/W | 106lm/W | N/A | F | N/A | 60° | IP 65 | d80 mm | N/A | 30 mm | d80x30 mm | N/A | 68 mm | 100x100x70 mm | 3 | 1 | N/A | N/A | 0.0007 | 0.22 | 0.24
MAX 2, W | MAX |  |  | 8W | 4000K | 2231641CS | 8585054417315 | LED2 2231641CS MAX 2, W 8W CASAMBI 4000K | 8035.61 | 6641 | 4 | WHITE | 9016 | ALUMINIUM/PMMA | TRANSPARENT | 220-240V/50-60Hz | 185 mA | CASAMBI | N/A | 90+ | < 3 | L80B20 50.000h | 735lm | 122lm/W | 106lm/W | N/A | F | N/A | 60° | IP 65 | d80 mm | N/A | 30 mm | d80x30 mm | N/A | 68 mm | 100x100x70 mm | 3 | 1 | N/A | N/A | 0.0007 | 0.22 | 0.24
MAX 2, B | MAX |  |  | 8W | 4000K | 2231643 | 8585054407958 | LED2 2231643 MAX 2, B 8W 4000K | 1298.33 | 1073 | 4 | BLACK | 9005 | ALUMINIUM/PMMA | TRANSPARENT | 220-240V/50-60Hz | 185 mA | ON/OFF | N/A | 90+ | < 3 | L80B20 50.000h | 735lm | 122lm/W | 106lm/W | N/A | F | N/A | 60° | IP 65 | d80 mm | N/A | 30 mm | d80x30 mm | N/A | 68 mm | 100x100x70 mm | 3 | 50 | 18585054407955 | N/A | 0.0007 | 0.22 | 0.24
MAX 2, B | MAX |  |  | 8W | 4000K | 2231643D | 8585054407965 | LED2 2231643D MAX 2, B DALI/PUSH DIM 8W 4000K | 2561.57 | 2117 | 4 | BLACK | 9005 | ALUMINIUM/PMMA | TRANSPARENT | 220-240V/50-60Hz | 185 mA | DALI/PUSH | N/A | 90+ | < 3 | L80B20 50.000h | 735lm | 122lm/W | 106lm/W | N/A | F | N/A | 60° | IP 65 | d80 mm | N/A | 30 mm | d80x30 mm | N/A | 68 mm | 100x100x70 mm | 3 | 1 | N/A | N/A | 0.0007 | 0.22 | 0.24
MAX 2, B | MAX |  |  | 8W | 4000K | 2231643DT | 8585054411023 | LED2 2231643DT MAX 2, B TRIAC DIM 8W 4000K | 2000.13 | 1653 | 4 | BLACK | 9005 | ALUMINIUM/PMMA | TRANSPARENT | 220-240V/50-60Hz | 185 mA | TRIAC | N/A | 90+ | < 3 | L80B20 50.000h | 735lm | 122lm/W | 106lm/W | N/A | F | N/A | 60° | IP 65 | d80 mm | N/A | 30 mm | d80x30 mm | N/A | 68 mm | 100x100x70 mm | 3 | 1 | N/A | N/A | 0.0007 | 0.22 | 0.24
MAX 2, B | MAX |  |  | 8W | 4000K | 2231643CS | 8585054417339 | LED2 2231643CS MAX 2, B 8W CASAMBI 4000K | 8035.61 | 6641 | 4 | BLACK | 9005 | ALUMINIUM/PMMA | TRANSPARENT | 220-240V/50-60Hz | 185 mA | CASAMBI | N/A | 90+ | < 3 | L80B20 50.000h | 735lm | 122lm/W | 106lm/W | N/A | F | N/A | 60° | IP 65 | d80 mm | N/A | 30 mm | d80x30 mm | N/A | 68 mm | 100x100x70 mm | 3 | 1 | N/A | N/A | 0.0007 | 0.22 | 0.24
RAY XS, W | RAY |  |  | 3W | 3000K | 2250131 | 8585054401352 | LED2 2250131 RAY XS, W 3W 3000K | 1052.7 | 870 | 4 | WHITE | 9003 | ALUMINIUM/PC | PRISMATIC | 220-240V/50-60Hz | 700 mA | ON/OFF | N/A | 90+ | < 3 | L80B20 50.000h | 195lm | 65lm/W | 110lm/W | N/A | G | < 19 | 40° | IP 44 | d40 mm | N/A | 57 mm | d40x57 mm | N/A | 35 mm | 70x70x50 mm | 3 | 100 | 18585054401359 | N/A | 0.000245 | 0.13 | 0.18
RAY XS, B | RAY |  |  | 3W | 3000K | 2250133 | 8585054401369 | LED2 2250133 RAY XS, B 3W 3000K | 1052.7 | 870 | 4 | BLACK | 9005 | ALUMINIUM/PC | PRISMATIC | 220-240V/50-60Hz | 700 mA | ON/OFF | N/A | 90+ | < 3 | L80B20 50.000h | 180lm | 60lm/W | 110lm/W | N/A | G | < 19 | 40° | IP 44 | d40 mm | N/A | 57 mm | d40x57 mm | N/A | 35 mm | 70x70x50 mm | 3 | 100 | 18585054401366 | N/A | 0.000245 | 0.13 | 0.18
RAY S, W | RAY |  |  | 6W | 3000K | 2250231 | 8585054401376 | LED2 2250231 RAY S, W 6W 3000K | 1403.6 | 1160 | 4 | WHITE | 9003 | ALUMINIUM/PC | PRISMATIC | 220-240V/50-60Hz | 150 mA | ON/OFF | N/A | 90+ | < 3 | L80B20 50.000h | 480lm | 80lm/W | 110lm/W | N/A | F | < 19 | 36° | IP 44 | d58 mm | N/A | 70 mm | d58x70 mm | N/A | 50 mm | 105x105x70 mm | 3 | 50 | 18585054401373 | N/A | 0.000772 | 0.18 | 0.23
RAY S, W | RAY |  |  | 6W | 3000K | 2250231DT | 8585054411030 | LED2 2250231DT RAY S, W TRIAC DIM 6W 3000K | 2105.4 | 1740 | 4 | WHITE | 9003 | ALUMINIUM/PC | PRISMATIC | 220-240V/50-60Hz | 150 mA | TRIAC | N/A | 90+ | < 3 | L80B20 50.000h | 480lm | 80lm/W | 110lm/W | N/A | F | < 19 | 36° | IP 44 | d58 mm | N/A | 70 mm | d58x70 mm | N/A | 50 mm | 105x105x70 mm | 3 | 1 | N/A | N/A | 0.000772 | 0.18 | 0.23
RAY S, B | RAY |  |  | 6W | 3000K | 2250233 | 8585054401383 | LED2 2250233 RAY S, B 6W 3000K | 1403.6 | 1160 | 4 | BLACK | 9005 | ALUMINIUM/PC | PRISMATIC | 220-240V/50-60Hz | 150 mA | ON/OFF | N/A | 90+ | < 3 | L80B20 50.000h | 450lm | 75lm/W | 110lm/W | N/A | F | < 19 | 36° | IP 44 | d58 mm | N/A | 70 mm | d58x70 mm | N/A | 50 mm | 105x105x70 mm | 3 | 50 | 18585054401380 | N/A | 0.000772 | 0.18 | 0.23
RAY S, B | RAY |  |  | 6W | 3000K | 2250233DT | 8585054412280 | LED2 2250233DT RAY S, B TRIAC DIM 6W 3000K | 2105.4 | 1740 | 4 | BLACK | 9005 | ALUMINIUM/PC | PRISMATIC | 220-240V/50-60Hz | 150 mA | TRIAC | N/A | 90+ | < 3 | L80B20 50.000h | 450lm | 75lm/W | 110lm/W | N/A | F | < 19 | 36° | IP 44 | d58 mm | N/A | 70 mm | d58x70 mm | N/A | 50 mm | 105x105x70 mm | 3 | 1 | N/A | N/A | 0.000772 | 0.18 | 0.23
RAY M, W | RAY |  |  | 10W | 3000K | 2250331 | 8585054401390 | LED2 2250331 RAY M, W 10W 3000K | 1684.32 | 1392 | 4 | WHITE | 9003 | ALUMINIUM/PC | PRISMATIC | 220-240V/50-60Hz | 250 mA | ON/OFF | N/A | 90+ | < 3 | L80B20 50.000h | 850lm | 85lm/W | 110lm/W | N/A | F | < 19 | 36° | IP 44 | d75 mm | N/A | 85 mm | d75x85 mm | N/A | 65 mm | 110x110x95 mm | 3 | 50 | 18585054401397 | N/A | 0.00115 | 0.3 | 0.35
RAY M, W | RAY |  |  | 10W | 3000K | 2250331D | 8585054407231 | LED2 2250331D RAY M, W DALI/PUSH DIM 10W 3000K | 2947.56 | 2436 | 4 | WHITE | 9003 | ALUMINIUM/PC | PRISMATIC | 220-240V/50-60Hz | 250 mA | DALI/PUSH | N/A | 90+ | < 3 | L80B20 50.000h | 850lm | 85lm/W | 110lm/W | N/A | F | < 19 | 36° | IP 44 | d75 mm | N/A | 85 mm | d75x85 mm | N/A | 65 mm | 110x110x95 mm | 3 | 1 | N/A | N/A | 0.00115 | 0.3 | 0.35
RAY M, W | RAY |  |  | 10W | 3000K | 2250331DT | 8585054411047 | LED2 2250331DT RAY M, W TRIAC DIM 10W 3000K | 2456.3 | 2030 | 4 | WHITE | 9003 | ALUMINIUM/PC | PRISMATIC | 220-240V/50-60Hz | 250 mA | TRIAC | N/A | 90+ | < 3 | L80B20 50.000h | 850lm | 85lm/W | 110lm/W | N/A | F | < 19 | 36° | IP 44 | d75 mm | N/A | 85 mm | d75x85 mm | N/A | 65 mm | 110x110x95 mm | 3 | 1 | N/A | N/A | 0.00115 | 0.3 | 0.35
RAY M, W | RAY |  |  | 10W | 3000K | 2250331CS | 8585054417353 | LED2 2250331CS RAY M, W 10W CASAMBI 3000K | 8421.6 | 6960 | 4 | WHITE | 9003 | ALUMINIUM/PC | PRISMATIC | 220-240V/50-60Hz | 250 mA | CASAMBI | N/A | 90+ | < 3 | L80B20 50.000h | 850lm | 85lm/W | 110lm/W | N/A | F | < 19 | 36° | IP 44 | d75 mm | N/A | 85 mm | d75x85 mm | N/A | 65 mm | 110x110x95 mm | 3 | 1 | N/A | N/A | 0.00115 | 0.3 | 0.35
RAY M, B | RAY |  |  | 10W | 3000K | 2250333 | 8585054401406 | LED2 2250333 RAY M, B 10W 3000K | 1684.32 | 1392 | 4 | BLACK | 9005 | ALUMINIUM/PC | PRISMATIC | 220-240V/50-60Hz | 250 mA | ON/OFF | N/A | 90+ | < 3 | L80B20 50.000h | 790lm | 79lm/W | 110lm/W | N/A | F | < 19 | 36° | IP 44 | d75 mm | N/A | 85 mm | d75x85 mm | N/A | 65 mm | 110x110x95 mm | 3 | 50 | 18585054401403 | N/A | 0.00115 | 0.3 | 0.35
RAY M, B | RAY |  |  | 10W | 3000K | 2250333D | 8585054407248 | LED2 2250333D RAY M, B DALI/PUSH DIM 10W 3000K | 2947.56 | 2436 | 4 | BLACK | 9005 | ALUMINIUM/PC | PRISMATIC | 220-240V/50-60Hz | 250 mA | DALI/PUSH | N/A | 90+ | < 3 | L80B20 50.000h | 790lm | 79lm/W | 110lm/W | N/A | F | < 19 | 36° | IP 44 | d75 mm | N/A | 85 mm | d75x85 mm | N/A | 65 mm | 110x110x95 mm | 3 | 1 | N/A | N/A | 0.00115 | 0.3 | 0.35
RAY M, B | RAY |  |  | 10W | 3000K | 2250333DT | 8585054411054 | LED2 2250333DT RAY M, B TRIAC DIM 10W 3000K | 2456.3 | 2030 | 4 | BLACK | 9005 | ALUMINIUM/PC | PRISMATIC | 220-240V/50-60Hz | 250 mA | TRIAC | N/A | 90+ | < 3 | L80B20 50.000h | 790lm | 79lm/W | 110lm/W | N/A | F | < 19 | 36° | IP 44 | d75 mm | N/A | 85 mm | d75x85 mm | N/A | 65 mm | 110x110x95 mm | 3 | 1 | N/A | N/A | 0.00115 | 0.3 | 0.35
RAY M, B | RAY |  |  | 10W | 3000K | 2250333CS | 8585054417377 | LED2 2250333CS RAY M, B 10W CASAMBI 3000K | 8421.6 | 6960 | 4 | BLACK | 9005 | ALUMINIUM/PC | PRISMATIC | 220-240V/50-60Hz | 250 mA | CASAMBI | N/A | 90+ | < 3 | L80B20 50.000h | 790lm | 79lm/W | 110lm/W | N/A | F | < 19 | 36° | IP 44 | d75 mm | N/A | 85 mm | d75x85 mm | N/A | 65 mm | 110x110x95 mm | 3 | 1 | N/A | N/A | 0.00115 | 0.3 | 0.35
SPLASH, W | SPLASH |  |  | 7W | 3000K | 2111031 | 8585054401413 | LED2 2111031 SPLASH, W 7W 3000K | 1684.32 | 1392 | 4 | WHITE | 9003 | ALUMINIUM/PMMA | TRANSPARENT | 220-240V/50-60Hz | 200 mA | ON/OFF | N/A | 90+ | < 3 | L80B20 50.000h | 550lm | 79lm/W | 96lm/W | N/A | F | N/A | 60° | IP 54 | d76 mm | N/A | 82 mm | d76x82 mm | N/A | 68 mm | 130x130x110 mm | 3 | 12 | 18585054401410 | N/A | 0.001859 | 0.3 | 0.35
SPLASH, W | SPLASH |  |  | 7W | 3000K | 2111031D | 8585054407255 | LED2 2111031D SPLASH, W DALI/PUSH DIM 7W 3000K | 2947.56 | 2436 | 4 | WHITE | 9003 | ALUMINIUM/PMMA | TRANSPARENT | 220-240V/50-60Hz | 200 mA | DALI/PUSH | N/A | 90+ | < 3 | L80B20 50.000h | 550lm | 79lm/W | 96lm/W | N/A | F | N/A | 60° | IP 54 | d76 mm | N/A | 82 mm | d76x82 mm | N/A | 68 mm | 130x130x110 mm | 3 | 1 | N/A | N/A | 0.001859 | 0.3 | 0.35
SPLASH, W | SPLASH |  |  | 7W | 3000K | 2111031DT | 8585054411061 | LED2 2111031DT SPLASH, W TRIAC DIM 7W 3000K | 2386.12 | 1972 | 4 | WHITE | 9003 | ALUMINIUM/PMMA | TRANSPARENT | 220-240V/50-60Hz | 200 mA | TRIAC | N/A | 90+ | < 3 | L80B20 50.000h | 550lm | 79lm/W | 96lm/W | N/A | F | N/A | 60° | IP 54 | d76 mm | N/A | 82 mm | d76x82 mm | N/A | 68 mm | 130x130x110 mm | 3 | 1 | N/A | N/A | 0.001859 | 0.3 | 0.35
SPLASH, W | SPLASH |  |  | 7W | 3000K | 2111031CS | 8585054417391 | LED2 2111031CS SPLASH, W 7W CASAMBI 3000K | 8421.6 | 6960 | 4 | WHITE | 9003 | ALUMINIUM/PMMA | TRANSPARENT | 220-240V/50-60Hz | 200 mA | CASAMBI | N/A | 90+ | < 3 | L80B20 50.000h | 550lm | 79lm/W | 96lm/W | N/A | F | N/A | 60° | IP 54 | d76 mm | N/A | 82 mm | d76x82 mm | N/A | 68 mm | 130x130x110 mm | 3 | 1 | N/A | N/A | 0.001859 | 0.3 | 0.35
SPLASH, B | SPLASH |  |  | 7W | 3000K | 2111033 | 8585054401420 | LED2 2111033 SPLASH, B 7W 3000K | 1684.32 | 1392 | 4 | BLACK | 9005 | ALUMINIUM/PMMA | TRANSPARENT | 220-240V/50-60Hz | 200 mA | ON/OFF | N/A | 90+ | < 3 | L80B20 50.000h | 525lm | 75lm/W | 96lm/W | N/A | F | N/A | 60° | IP 54 | d76 mm | N/A | 82 mm | d76x82 mm | N/A | 68 mm | 130x130x110 mm | 3 | 12 | 18585054401410 | N/A | 0.001859 | 0.3 | 0.35
SPLASH, B | SPLASH |  |  | 7W | 3000K | 2111033D | 8585054407262 | LED2 2111033D SPLASH, B DALI/PUSH DIM 7W 3000K | 2947.56 | 2436 | 4 | BLACK | 9005 | ALUMINIUM/PMMA | TRANSPARENT | 220-240V/50-60Hz | 200 mA | DALI/PUSH | N/A | 90+ | < 3 | L80B20 50.000h | 525lm | 75lm/W | 96lm/W | N/A | F | N/A | 60° | IP 54 | d76 mm | N/A | 82 mm | d76x82 mm | N/A | 68 mm | 130x130x110 mm | 3 | 1 | N/A | N/A | 0.001859 | 0.3 | 0.35
SPLASH, B | SPLASH |  |  | 7W | 3000K | 2111033DT | 8585054411078 | LED2 2111033DT SPLASH, B TRIAC DIM 7W 3000K | 2386.12 | 1972 | 4 | BLACK | 9005 | ALUMINIUM/PMMA | TRANSPARENT | 220-240V/50-60Hz | 200 mA | TRIAC | N/A | 90+ | < 3 | L80B20 50.000h | 525lm | 75lm/W | 96lm/W | N/A | F | N/A | 60° | IP 54 | d76 mm | N/A | 82 mm | d76x82 mm | N/A | 68 mm | 130x130x110 mm | 3 | 1 | N/A | N/A | 0.001859 | 0.3 | 0.35
SPLASH, B | SPLASH |  |  | 7W | 3000K | 2111033CS | 8585054417414 | LED2 2111033CS SPLASH, B 7W CASAMBI 3000K | 8421.6 | 6960 | 4 | BLACK | 9005 | ALUMINIUM/PMMA | TRANSPARENT | 220-240V/50-60Hz | 200 mA | CASAMBI | N/A | 90+ | < 3 | L80B20 50.000h | 525lm | 75lm/W | 96lm/W | N/A | F | N/A | 60° | IP 54 | d76 mm | N/A | 82 mm | d76x82 mm | N/A | 68 mm | 130x130x110 mm | 3 | 1 | N/A | N/A | 0.001859 | 0.3 | 0.35
KLIP, WW | KLIP |  |  | 11W | 2700K | 21507211 | 8585054409099 | LED2 21507211 KLIP, WW 11W 2700K | 2280.85 | 1885 | 4 | WHITE/WHITE | 9016/9016 | ALUMINIUM/PMMA | TRANSPARENT | 220-240V/50-60Hz | 250 mA | ON/OFF | N/A | 90+ | < 3 | L80B20 50.000h | 770lm | 70lm/W | 66lm/W | N/A | G | N/A | 30° | IP 20 | d77 mm | N/A | 77 mm | d77x77 mm | N/A | N/A | 115x115x110 mm | 3 | 1 | N/A | N/A | 0.001455 | 0.35 | 0.42
KLIP, WW | KLIP |  |  | 11W | 2700K | 21507211D | 8585054409105 | LED2 21507211D KLIP, WW DALI/PUSH DIM 11W 2700K | 3544.09 | 2929 | 4 | WHITE/WHITE | 9016/9016 | ALUMINIUM/PMMA | TRANSPARENT | 220-240V/50-60Hz | 250 mA | DALI/PUSH | N/A | 90+ | < 3 | L80B20 50.000h | 770lm | 70lm/W | 66lm/W | N/A | G | N/A | 30° | IP 20 | d77 mm | N/A | 77 mm | d77x77 mm | N/A | N/A | 115x115x110 mm | 3 | 1 | N/A | N/A | 0.001455 | 0.35 | 0.42
KLIP, WW | KLIP |  |  | 11W | 2700K | 21507211DT | 8585054411085 | LED2 21507211DT KLIP, WW TRIAC DIM 11W 2700K | 2982.65 | 2465 | 4 | WHITE/WHITE | 9016/9016 | ALUMINIUM/PMMA | TRANSPARENT | 220-240V/50-60Hz | 250 mA | TRIAC | N/A | 90+ | < 3 | L80B20 50.000h | 770lm | 70lm/W | 66lm/W | N/A | G | N/A | 30° | IP 20 | d77 mm | N/A | 77 mm | d77x77 mm | N/A | N/A | 115x115x110 mm | 3 | 1 | N/A | N/A | 0.001455 | 0.35 | 0.42
KLIP, WW | KLIP |  |  | 11W | 2700K | 21507211CS | 8585054417438 | LED2 21507211CS KLIP, WW 11W CASAMBI 2700K | 9018.13 | 7453 | 4 | WHITE/WHITE | 9016/9016 | ALUMINIUM/PMMA | TRANSPARENT | 220-240V/50-60Hz | 250 mA | CASAMBI | N/A | 90+ | < 3 | L80B20 50.000h | 770lm | 70lm/W | 66lm/W | N/A | G | N/A | 30° | IP 20 | d77 mm | N/A | 77 mm | d77x77 mm | N/A | N/A | 115x115x110 mm | 3 | 1 | N/A | N/A | 0.001455 | 0.35 | 0.42
KLIP, WB | KLIP |  |  | 11W | 2700K | 21507213 | 8585054409174 | LED2 21507213 KLIP, WB 11W 2700K | 2280.85 | 1885 | 4 | WHITE/BLACK | 9016/9005 | ALUMINIUM/PMMA | TRANSPARENT | 220-240V/50-60Hz | 250 mA | ON/OFF | N/A | 90+ | < 3 | L80B20 50.000h | 770lm | 70lm/W | 66lm/W | N/A | G | N/A | 30° | IP 20 | d77 mm | N/A | 77 mm | d77x77 mm | N/A | N/A | 115x115x110 mm | 3 | 1 | N/A | N/A | 0.001455 | 0.35 | 0.42
KLIP, WB | KLIP |  |  | 11W | 2700K | 21507213D | 8585054409181 | LED2 21507213D KLIP, WB DALI/PUSH DIM 11W 2700K | 3544.09 | 2929 | 4 | WHITE/BLACK | 9016/9005 | ALUMINIUM/PMMA | TRANSPARENT | 220-240V/50-60Hz | 250 mA | DALI/PUSH | N/A | 90+ | < 3 | L80B20 50.000h | 770lm | 70lm/W | 66lm/W | N/A | G | N/A | 30° | IP 20 | d77 mm | N/A | 77 mm | d77x77 mm | N/A | N/A | 115x115x110 mm | 3 | 1 | N/A | N/A | 0.001455 | 0.35 | 0.42
KLIP, WB | KLIP |  |  | 11W | 2700K | 21507213DT | 8585054411160 | LED2 21507213DT KLIP, WB TRIAC DIM 11W 2700K | 2982.65 | 2465 | 4 | WHITE/BLACK | 9016/9005 | ALUMINIUM/PMMA | TRANSPARENT | 220-240V/50-60Hz | 250 mA | TRIAC | N/A | 90+ | < 3 | L80B20 50.000h | 770lm | 70lm/W | 66lm/W | N/A | G | N/A | 30° | IP 20 | d77 mm | N/A | 77 mm | d77x77 mm | N/A | N/A | 115x115x110 mm | 3 | 1 | N/A | N/A | 0.001455 | 0.35 | 0.42
KLIP, WB | KLIP |  |  | 11W | 2700K | 21507213CS | 8585054417452 | LED2 21507213CS KLIP, WB 11W CASAMBI 2700K | 9018.13 | 7453 | 4 | WHITE/BLACK | 9016/9005 | ALUMINIUM/PMMA | TRANSPARENT | 220-240V/50-60Hz | 250 mA | CASAMBI | N/A | 90+ | < 3 | L80B20 50.000h | 770lm | 70lm/W | 66lm/W | N/A | G | N/A | 30° | IP 20 | d77 mm | N/A | 77 mm | d77x77 mm | N/A | N/A | 115x115x110 mm | 3 | 1 | N/A | N/A | 0.001455 | 0.35 | 0.42
KLIP, WC | KLIP |  |  | 11W | 2700K | 21507215 | 8585054409235 | LED2 21507215 KLIP, WC 11W 2700K | 2456.3 | 2030 | 4 | WHITE/CHROME | 9016/CR | ALUMINIUM/PMMA | TRANSPARENT | 220-240V/50-60Hz | 250 mA | ON/OFF | N/A | 90+ | < 3 | L80B20 50.000h | 770lm | 70lm/W | 66lm/W | N/A | G | N/A | 30° | IP 20 | d77 mm | N/A | 77 mm | d77x77 mm | N/A | N/A | 115x115x110 mm | 3 | 1 | N/A | N/A | 0.001455 | 0.35 | 0.42
KLIP, WC | KLIP |  |  | 11W | 2700K | 21507215D | 8585054409242 | LED2 21507215D KLIP, WC DALI/PUSH DIM 11W 2700K | 3719.54 | 3074 | 4 | WHITE/CHROME | 9016/CR | ALUMINIUM/PMMA | TRANSPARENT | 220-240V/50-60Hz | 250 mA | DALI/PUSH | N/A | 90+ | < 3 | L80B20 50.000h | 770lm | 70lm/W | 66lm/W | N/A | G | N/A | 30° | IP 20 | d77 mm | N/A | 77 mm | d77x77 mm | N/A | N/A | 115x115x110 mm | 3 | 1 | N/A | N/A | 0.001455 | 0.35 | 0.42
KLIP, WC | KLIP |  |  | 11W | 2700K | 21507215DT | 8585054411221 | LED2 21507215DT KLIP, WC TRIAC DIM 11W 2700K | 3158.1 | 2610 | 4 | WHITE/CHROME | 9016/CR | ALUMINIUM/PMMA | TRANSPARENT | 220-240V/50-60Hz | 250 mA | TRIAC | N/A | 90+ | < 3 | L80B20 50.000h | 770lm | 70lm/W | 66lm/W | N/A | G | N/A | 30° | IP 20 | d77 mm | N/A | 77 mm | d77x77 mm | N/A | N/A | 115x115x110 mm | 3 | 1 | N/A | N/A | 0.001455 | 0.35 | 0.42
KLIP, WC | KLIP |  |  | 11W | 2700K | 21507215CS | 8585054417476 | LED2 21507215CS KLIP, WC 11W CASAMBI 2700K | 9193.58 | 7598 | 4 | WHITE/CHROME | 9016/CR | ALUMINIUM/PMMA | TRANSPARENT | 220-240V/50-60Hz | 250 mA | CASAMBI | N/A | 90+ | < 3 | L80B20 50.000h | 770lm | 70lm/W | 66lm/W | N/A | G | N/A | 30° | IP 20 | d77 mm | N/A | 77 mm | d77x77 mm | N/A | N/A | 115x115x110 mm | 3 | 1 | N/A | N/A | 0.001455 | 0.35 | 0.42
KLIP, BW | KLIP |  |  | 11W | 2700K | 21507231 | 8585054409112 | LED2 21507231 KLIP, BW 11W 2700K | 2280.85 | 1885 | 4 | BLACK/WHITE | 9005/9016 | ALUMINIUM/PMMA | TRANSPARENT | 220-240V/50-60Hz | 250 mA | ON/OFF | N/A | 90+ | < 3 | L80B20 50.000h | 770lm | 70lm/W | 66lm/W | N/A | G | N/A | 30° | IP 20 | d77 mm | N/A | 77 mm | d77x77 mm | N/A | N/A | 115x115x110 mm | 3 | 1 | N/A | N/A | 0.001455 | 0.35 | 0.42
KLIP, BW | KLIP |  |  | 11W | 2700K | 21507231D | 8585054409129 | LED2 21507231D KLIP, BW DALI/PUSH DIM 11W 2700K | 3544.09 | 2929 | 4 | BLACK/WHITE | 9005/9016 | ALUMINIUM/PMMA | TRANSPARENT | 220-240V/50-60Hz | 250 mA | DALI/PUSH | N/A | 90+ | < 3 | L80B20 50.000h | 770lm | 70lm/W | 66lm/W | N/A | G | N/A | 30° | IP 20 | d77 mm | N/A | 77 mm | d77x77 mm | N/A | N/A | 115x115x110 mm | 3 | 1 | N/A | N/A | 0.001455 | 0.35 | 0.42
KLIP, BW | KLIP |  |  | 11W | 2700K | 21507231DT | 8585054411108 | LED2 21507231DT KLIP, BW TRIAC DIM 11W 2700K | 2982.65 | 2465 | 4 | BLACK/WHITE | 9005/9016 | ALUMINIUM/PMMA | TRANSPARENT | 220-240V/50-60Hz | 250 mA | TRIAC | N/A | 90+ | < 3 | L80B20 50.000h | 770lm | 70lm/W | 66lm/W | N/A | G | N/A | 30° | IP 20 | d77 mm | N/A | 77 mm | d77x77 mm | N/A | N/A | 115x115x110 mm | 3 | 1 | N/A | N/A | 0.001455 | 0.35 | 0.42
KLIP, BW | KLIP |  |  | 11W | 2700K | 21507231CS | 8585054417490 | LED2 21507231CS KLIP, BW 11W CASAMBI 2700K | 9018.13 | 7453 | 4 | BLACK/WHITE | 9005/9016 | ALUMINIUM/PMMA | TRANSPARENT | 220-240V/50-60Hz | 250 mA | CASAMBI | N/A | 90+ | < 3 | L80B20 50.000h | 770lm | 70lm/W | 66lm/W | N/A | G | N/A | 30° | IP 20 | d77 mm | N/A | 77 mm | d77x77 mm | N/A | N/A | 115x115x110 mm | 3 | 1 | N/A | N/A | 0.001455 | 0.35 | 0.42
KLIP, BB | KLIP |  |  | 11W | 2700K | 21507233 | 8585054409150 | LED2 21507233 KLIP, BB 11W 2700K | 2280.85 | 1885 | 4 | BLACK/BLACK | 9005/9005 | ALUMINIUM/PMMA | TRANSPARENT | 220-240V/50-60Hz | 250 mA | ON/OFF | N/A | 90+ | < 3 | L80B20 50.000h | 770lm | 70lm/W | 66lm/W | N/A | G | N/A | 30° | IP 20 | d77 mm | N/A | 77 mm | d77x77 mm | N/A | N/A | 115x115x110 mm | 3 | 1 | N/A | N/A | 0.001455 | 0.35 | 0.42
KLIP, BB | KLIP |  |  | 11W | 2700K | 21507233D | 8585054409167 | LED2 21507233D KLIP, BB DALI/PUSH DIM 11W 2700K | 3544.09 | 2929 | 4 | BLACK/BLACK | 9005/9005 | ALUMINIUM/PMMA | TRANSPARENT | 220-240V/50-60Hz | 250 mA | DALI/PUSH | N/A | 90+ | < 3 | L80B20 50.000h | 770lm | 70lm/W | 66lm/W | N/A | G | N/A | 30° | IP 20 | d77 mm | N/A | 77 mm | d77x77 mm | N/A | N/A | 115x115x110 mm | 3 | 1 | N/A | N/A | 0.001455 | 0.35 | 0.42
KLIP, BB | KLIP |  |  | 11W | 2700K | 21507233DT | 8585054411146 | LED2 21507233DT KLIP, BB TRIAC DIM 11W 2700K | 2982.65 | 2465 | 4 | BLACK/BLACK | 9005/9005 | ALUMINIUM/PMMA | TRANSPARENT | 220-240V/50-60Hz | 250 mA | TRIAC | N/A | 90+ | < 3 | L80B20 50.000h | 770lm | 70lm/W | 66lm/W | N/A | G | N/A | 30° | IP 20 | d77 mm | N/A | 77 mm | d77x77 mm | N/A | N/A | 115x115x110 mm | 3 | 1 | N/A | N/A | 0.001455 | 0.35 | 0.42
KLIP, BB | KLIP |  |  | 11W | 2700K | 21507233CS | 8585054417513 | LED2 21507233CS KLIP, BB 11W CASAMBI 2700K | 9018.13 | 7453 | 4 | BLACK/BLACK | 9005/9005 | ALUMINIUM/PMMA | TRANSPARENT | 220-240V/50-60Hz | 250 mA | CASAMBI | N/A | 90+ | < 3 | L80B20 50.000h | 770lm | 70lm/W | 66lm/W | N/A | G | N/A | 30° | IP 20 | d77 mm | N/A | 77 mm | d77x77 mm | N/A | N/A | 115x115x110 mm | 3 | 1 | N/A | N/A | 0.001455 | 0.35 | 0.42
KLIP, BC | KLIP |  |  | 11W | 2700K | 21507235 | 8585054409259 | LED2 21507235 KLIP, BC 11W 2700K | 2456.3 | 2030 | 4 | BLACK/CHROME | 9005/CR | ALUMINIUM/PMMA | TRANSPARENT | 220-240V/50-60Hz | 250 mA | ON/OFF | N/A | 90+ | < 3 | L80B20 50.000h | 770lm | 70lm/W | 66lm/W | N/A | G | N/A | 30° | IP 20 | d77 mm | N/A | 77 mm | d77x77 mm | N/A | N/A | 115x115x110 mm | 3 | 1 | N/A | N/A | 0.001455 | 0.35 | 0.42
KLIP, BC | KLIP |  |  | 11W | 2700K | 21507235D | 8585054409266 | LED2 21507235D KLIP, BC DALI/PUSH DIM 11W 2700K | 3719.54 | 3074 | 4 | BLACK/CHROME | 9005/CR | ALUMINIUM/PMMA | TRANSPARENT | 220-240V/50-60Hz | 250 mA | DALI/PUSH | N/A | 90+ | < 3 | L80B20 50.000h | 770lm | 70lm/W | 66lm/W | N/A | G | N/A | 30° | IP 20 | d77 mm | N/A | 77 mm | d77x77 mm | N/A | N/A | 115x115x110 mm | 3 | 1 | N/A | N/A | 0.001455 | 0.35 | 0.42
KLIP, BC | KLIP |  |  | 11W | 2700K | 21507235DT | 8585054411245 | LED2 21507235DT KLIP, BC TRIAC DIM 11W 2700K | 3158.1 | 2610 | 4 | BLACK/CHROME | 9005/CR | ALUMINIUM/PMMA | TRANSPARENT | 220-240V/50-60Hz | 250 mA | TRIAC | N/A | 90+ | < 3 | L80B20 50.000h | 770lm | 70lm/W | 66lm/W | N/A | G | N/A | 30° | IP 20 | d77 mm | N/A | 77 mm | d77x77 mm | N/A | N/A | 115x115x110 mm | 3 | 1 | N/A | N/A | 0.001455 | 0.35 | 0.42
KLIP, BC | KLIP |  |  | 11W | 2700K | 21507235CS | 8585054417537 | LED2 21507235CS KLIP, BC 11W CASAMBI 2700K | 9193.58 | 7598 | 4 | BLACK/CHROME | 9005/CR | ALUMINIUM/PMMA | TRANSPARENT | 220-240V/50-60Hz | 250 mA | CASAMBI | N/A | 90+ | < 3 | L80B20 50.000h | 770lm | 70lm/W | 66lm/W | N/A | G | N/A | 30° | IP 20 | d77 mm | N/A | 77 mm | d77x77 mm | N/A | N/A | 115x115x110 mm | 3 | 1 | N/A | N/A | 0.001455 | 0.35 | 0.42
KLIP, CW | KLIP |  |  | 11W | 2700K | 21507251 | 8585054409136 | LED2 21507251 KLIP, CW 11W 2700K | 2526.48 | 2088 | 4 | CHROME/WHITE | CR/9016 | ALUMINIUM/PMMA | TRANSPARENT | 220-240V/50-60Hz | 250 mA | ON/OFF | N/A | 90+ | < 3 | L80B20 50.000h | 770lm | 70lm/W | 66lm/W | N/A | G | N/A | 30° | IP 20 | d77 mm | N/A | 77 mm | d77x77 mm | N/A | N/A | 115x115x110 mm | 3 | 1 | N/A | N/A | 0.001455 | 0.35 | 0.42
KLIP, CW | KLIP |  |  | 11W | 2700K | 21507251D | 8585054409143 | LED2 21507251D KLIP, CW DALI/PUSH DIM 11W 2700K | 3789.72 | 3132 | 4 | CHROME/WHITE | CR/9016 | ALUMINIUM/PMMA | TRANSPARENT | 220-240V/50-60Hz | 250 mA | DALI/PUSH | N/A | 90+ | < 3 | L80B20 50.000h | 770lm | 70lm/W | 66lm/W | N/A | G | N/A | 30° | IP 20 | d77 mm | N/A | 77 mm | d77x77 mm | N/A | N/A | 115x115x110 mm | 3 | 1 | N/A | N/A | 0.001455 | 0.35 | 0.42
KLIP, CW | KLIP |  |  | 11W | 2700K | 21507251DT | 8585054411122 | LED2 21507251DT KLIP, CW TRIAC DIM 11W 2700K | 3228.28 | 2668 | 4 | CHROME/WHITE | CR/9016 | ALUMINIUM/PMMA | TRANSPARENT | 220-240V/50-60Hz | 250 mA | TRIAC | N/A | 90+ | < 3 | L80B20 50.000h | 770lm | 70lm/W | 66lm/W | N/A | G | N/A | 30° | IP 20 | d77 mm | N/A | 77 mm | d77x77 mm | N/A | N/A | 115x115x110 mm | 3 | 1 | N/A | N/A | 0.001455 | 0.35 | 0.42
KLIP, CW | KLIP |  |  | 11W | 2700K | 21507251CS | 8585054417551 | LED2 21507251CS KLIP, CW 11W CASAMBI 2700K | 9263.76 | 7656 | 4 | CHROME/WHITE | CR/9016 | ALUMINIUM/PMMA | TRANSPARENT | 220-240V/50-60Hz | 250 mA | CASAMBI | N/A | 90+ | < 3 | L80B20 50.000h | 770lm | 70lm/W | 66lm/W | N/A | G | N/A | 30° | IP 20 | d77 mm | N/A | 77 mm | d77x77 mm | N/A | N/A | 115x115x110 mm | 3 | 1 | N/A | N/A | 0.001455 | 0.35 | 0.42
KLIP, CB | KLIP |  |  | 11W | 2700K | 21507253 | 8585054409198 | LED2 21507253 KLIP, CB 11W 2700K | 2526.48 | 2088 | 4 | CHROME/BLACK | CR/9005 | ALUMINIUM/PMMA | TRANSPARENT | 220-240V/50-60Hz | 250 mA | ON/OFF | N/A | 90+ | < 3 | L80B20 50.000h | 770lm | 70lm/W | 66lm/W | N/A | G | N/A | 30° | IP 20 | d77 mm | N/A | 77 mm | d77x77 mm | N/A | N/A | 115x115x110 mm | 3 | 1 | N/A | N/A | 0.001455 | 0.35 | 0.42
KLIP, CB | KLIP |  |  | 11W | 2700K | 21507253D | 8585054409204 | LED2 21507253D KLIP, CB DALI/PUSH DIM 11W 2700K | 3789.72 | 3132 | 4 | CHROME/BLACK | CR/9005 | ALUMINIUM/PMMA | TRANSPARENT | 220-240V/50-60Hz | 250 mA | DALI/PUSH | N/A | 90+ | < 3 | L80B20 50.000h | 770lm | 70lm/W | 66lm/W | N/A | G | N/A | 30° | IP 20 | d77 mm | N/A | 77 mm | d77x77 mm | N/A | N/A | 115x115x110 mm | 3 | 1 | N/A | N/A | 0.001455 | 0.35 | 0.42
KLIP, CB | KLIP |  |  | 11W | 2700K | 21507253DT | 8585054411184 | LED2 21507253DT KLIP, CB TRIAC DIM 11W 2700K | 3228.28 | 2668 | 4 | CHROME/BLACK | CR/9005 | ALUMINIUM/PMMA | TRANSPARENT | 220-240V/50-60Hz | 250 mA | TRIAC | N/A | 90+ | < 3 | L80B20 50.000h | 770lm | 70lm/W | 66lm/W | N/A | G | N/A | 30° | IP 20 | d77 mm | N/A | 77 mm | d77x77 mm | N/A | N/A | 115x115x110 mm | 3 | 1 | N/A | N/A | 0.001455 | 0.35 | 0.42
KLIP, CB | KLIP |  |  | 11W | 2700K | 21507253CS | 8585054417575 | LED2 21507253CS KLIP, CB 11W CASAMBI 2700K | 9263.76 | 7656 | 4 | CHROME/BLACK | CR/9005 | ALUMINIUM/PMMA | TRANSPARENT | 220-240V/50-60Hz | 250 mA | CASAMBI | N/A | 90+ | < 3 | L80B20 50.000h | 770lm | 70lm/W | 66lm/W | N/A | G | N/A | 30° | IP 20 | d77 mm | N/A | 77 mm | d77x77 mm | N/A | N/A | 115x115x110 mm | 3 | 1 | N/A | N/A | 0.001455 | 0.35 | 0.42
KLIP, CC | KLIP |  |  | 11W | 2700K | 21507255 | 8585054409211 | LED2 21507255 KLIP, CC 11W 2700K | 2666.84 | 2204 | 4 | CHROME/CHROME | CR/CR | ALUMINIUM/PMMA | TRANSPARENT | 220-240V/50-60Hz | 250 mA | ON/OFF | N/A | 90+ | < 3 | L80B20 50.000h | 770lm | 70lm/W | 66lm/W | N/A | G | N/A | 30° | IP 20 | d77 mm | N/A | 77 mm | d77x77 mm | N/A | N/A | 115x115x110 mm | 3 | 1 | N/A | N/A | 0.001455 | 0.35 | 0.42
KLIP, CC | KLIP |  |  | 11W | 2700K | 21507255D | 8585054409228 | LED2 21507255D KLIP, CC DALI/PUSH DIM 11W 2700K | 3930.08 | 3248 | 4 | CHROME/CHROME | CR/CR | ALUMINIUM/PMMA | TRANSPARENT | 220-240V/50-60Hz | 250 mA | DALI/PUSH | N/A | 90+ | < 3 | L80B20 50.000h | 770lm | 70lm/W | 66lm/W | N/A | G | N/A | 30° | IP 20 | d77 mm | N/A | 77 mm | d77x77 mm | N/A | N/A | 115x115x110 mm | 3 | 1 | N/A | N/A | 0.001455 | 0.35 | 0.42
KLIP, CC | KLIP |  |  | 11W | 2700K | 21507255DT | 8585054411207 | LED2 21507255DT KLIP, CC TRIAC DIM 11W 2700K | 3368.64 | 2784 | 4 | CHROME/CHROME | CR/CR | ALUMINIUM/PMMA | TRANSPARENT | 220-240V/50-60Hz | 250 mA | TRIAC | N/A | 90+ | < 3 | L80B20 50.000h | 770lm | 70lm/W | 66lm/W | N/A | G | N/A | 30° | IP 20 | d77 mm | N/A | 77 mm | d77x77 mm | N/A | N/A | 115x115x110 mm | 3 | 1 | N/A | N/A | 0.001455 | 0.35 | 0.42
KLIP, CC | KLIP |  |  | 11W | 2700K | 21507255CS | 8585054417599 | LED2 21507255CS KLIP, CC 11W CASAMBI 2700K | 9404.12 | 7772 | 4 | CHROME/CHROME | CR/CR | ALUMINIUM/PMMA | TRANSPARENT | 220-240V/50-60Hz | 250 mA | CASAMBI | N/A | 90+ | < 3 | L80B20 50.000h | 770lm | 70lm/W | 66lm/W | N/A | G | N/A | 30° | IP 20 | d77 mm | N/A | 77 mm | d77x77 mm | N/A | N/A | 115x115x110 mm | 3 | 1 | N/A | N/A | 0.001455 | 0.35 | 0.42
KLIP, WW | KLIP |  |  | 11W | 3000K | 21507311 | 8585054401437 | LED2 21507311 KLIP, WW 11W 3000K | 2280.85 | 1885 | 4 | WHITE/WHITE | 9016/9016 | ALUMINIUM/PMMA | TRANSPARENT | 220-240V/50-60Hz | 250 mA | ON/OFF | N/A | 90+ | < 3 | L80B20 50.000h | 770lm | 70lm/W | 66lm/W | N/A | G | N/A | 30° | IP 20 | d77 mm | N/A | 77 mm | d77x77 mm | N/A | N/A | 115x115x110 mm | 3 | 1 | N/A | N/A | 0.001455 | 0.35 | 0.42
KLIP, WW | KLIP |  |  | 11W | 3000K | 21507311D | 8585054407279 | LED2 21507311D KLIP, WW DALI/PUSH DIM 11W 3000K | 3544.09 | 2929 | 4 | WHITE/WHITE | 9016/9016 | ALUMINIUM/PMMA | TRANSPARENT | 220-240V/50-60Hz | 250 mA | DALI/PUSH | N/A | 90+ | < 3 | L80B20 50.000h | 770lm | 70lm/W | 66lm/W | N/A | G | N/A | 30° | IP 20 | d77 mm | N/A | 77 mm | d77x77 mm | N/A | N/A | 115x115x110 mm | 3 | 1 | N/A | N/A | 0.001455 | 0.35 | 0.42
KLIP, WW | KLIP |  |  | 11W | 3000K | 21507311DT | 8585054411092 | LED2 21507311DT KLIP, WW TRIAC DIM 11W 3000K | 2982.65 | 2465 | 4 | WHITE/WHITE | 9016/9016 | ALUMINIUM/PMMA | TRANSPARENT | 220-240V/50-60Hz | 250 mA | TRIAC | N/A | 90+ | < 3 | L80B20 50.000h | 770lm | 70lm/W | 66lm/W | N/A | G | N/A | 30° | IP 20 | d77 mm | N/A | 77 mm | d77x77 mm | N/A | N/A | 115x115x110 mm | 3 | 1 | N/A | N/A | 0.001455 | 0.35 | 0.42
KLIP, WW | KLIP |  |  | 11W | 3000K | 21507311CS | 8585054417612 | LED2 21507311CS KLIP, WW 11W CASAMBI 3000K | 9018.13 | 7453 | 4 | WHITE/WHITE | 9016/9016 | ALUMINIUM/PMMA | TRANSPARENT | 220-240V/50-60Hz | 250 mA | CASAMBI | N/A | 90+ | < 3 | L80B20 50.000h | 770lm | 70lm/W | 66lm/W | N/A | G | N/A | 30° | IP 20 | d77 mm | N/A | 77 mm | d77x77 mm | N/A | N/A | 115x115x110 mm | 3 | 1 | N/A | N/A | 0.001455 | 0.35 | 0.42
KLIP, WB | KLIP |  |  | 11W | 3000K | 21507313 | 8585054401475 | LED2 21507313 KLIP, WB 11W 3000K | 2280.85 | 1885 | 4 | WHITE/BLACK | 9016/9005 | ALUMINIUM/PMMA | TRANSPARENT | 220-240V/50-60Hz | 250 mA | ON/OFF | N/A | 90+ | < 3 | L80B20 50.000h | 770lm | 70lm/W | 66lm/W | N/A | G | N/A | 30° | IP 20 | d77 mm | N/A | 77 mm | d77x77 mm | N/A | N/A | 115x115x110 mm | 3 | 1 | N/A | N/A | 0.001455 | 0.35 | 0.42
KLIP, WB | KLIP |  |  | 11W | 3000K | 21507313D | 8585054407316 | LED2 21507313D KLIP, WB DALI/PUSH DIM 11W 3000K | 3544.09 | 2929 | 4 | WHITE/BLACK | 9016/9005 | ALUMINIUM/PMMA | TRANSPARENT | 220-240V/50-60Hz | 250 mA | DALI/PUSH | N/A | 90+ | < 3 | L80B20 50.000h | 770lm | 70lm/W | 66lm/W | N/A | G | N/A | 30° | IP 20 | d77 mm | N/A | 77 mm | d77x77 mm | N/A | N/A | 115x115x110 mm | 3 | 1 | N/A | N/A | 0.001455 | 0.35 | 0.42
KLIP, WB | KLIP |  |  | 11W | 3000K | 21507313DT | 8585054411177 | LED2 21507313DT KLIP, WB TRIAC DIM 11W 3000K | 2982.65 | 2465 | 4 | WHITE/BLACK | 9016/9005 | ALUMINIUM/PMMA | TRANSPARENT | 220-240V/50-60Hz | 250 mA | TRIAC | N/A | 90+ | < 3 | L80B20 50.000h | 770lm | 70lm/W | 66lm/W | N/A | G | N/A | 30° | IP 20 | d77 mm | N/A | 77 mm | d77x77 mm | N/A | N/A | 115x115x110 mm | 3 | 1 | N/A | N/A | 0.001455 | 0.35 | 0.42
KLIP, WB | KLIP |  |  | 11W | 3000K | 21507313CS | 8585054417636 | LED2 21507313CS KLIP, WB 11W CASAMBI 3000K | 9018.13 | 7453 | 4 | WHITE/BLACK | 9016/9005 | ALUMINIUM/PMMA | TRANSPARENT | 220-240V/50-60Hz | 250 mA | CASAMBI | N/A | 90+ | < 3 | L80B20 50.000h | 770lm | 70lm/W | 66lm/W | N/A | G | N/A | 30° | IP 20 | d77 mm | N/A | 77 mm | d77x77 mm | N/A | N/A | 115x115x110 mm | 3 | 1 | N/A | N/A | 0.001455 | 0.35 | 0.42
KLIP, WC | KLIP |  |  | 11W | 3000K | 21507315 | 8585054401505 | LED2 21507315 KLIP, WC 11W 3000K | 2456.3 | 2030 | 4 | WHITE/CHROME | 9016/CR | ALUMINIUM/PMMA | TRANSPARENT | 220-240V/50-60Hz | 250 mA | ON/OFF | N/A | 90+ | < 3 | L80B20 50.000h | 770lm | 70lm/W | 66lm/W | N/A | G | N/A | 30° | IP 20 | d77 mm | N/A | 77 mm | d77x77 mm | N/A | N/A | 115x115x110 mm | 3 | 1 | N/A | N/A | 0.001455 | 0.35 | 0.42
KLIP, WC | KLIP |  |  | 11W | 3000K | 21507315D | 8585054407347 | LED2 21507315D KLIP, WC DALI/PUSH DIM 11W 3000K | 3719.54 | 3074 | 4 | WHITE/CHROME | 9016/CR | ALUMINIUM/PMMA | TRANSPARENT | 220-240V/50-60Hz | 250 mA | DALI/PUSH | N/A | 90+ | < 3 | L80B20 50.000h | 770lm | 70lm/W | 66lm/W | N/A | G | N/A | 30° | IP 20 | d77 mm | N/A | 77 mm | d77x77 mm | N/A | N/A | 115x115x110 mm | 3 | 1 | N/A | N/A | 0.001455 | 0.35 | 0.42
KLIP, WC | KLIP |  |  | 11W | 3000K | 21507315DT | 8585054411238 | LED2 21507315DT KLIP, WC TRIAC DIM 11W 3000K | 3158.1 | 2610 | 4 | WHITE/CHROME | 9016/CR | ALUMINIUM/PMMA | TRANSPARENT | 220-240V/50-60Hz | 250 mA | TRIAC | N/A | 90+ | < 3 | L80B20 50.000h | 770lm | 70lm/W | 66lm/W | N/A | G | N/A | 30° | IP 20 | d77 mm | N/A | 77 mm | d77x77 mm | N/A | N/A | 115x115x110 mm | 3 | 1 | N/A | N/A | 0.001455 | 0.35 | 0.42
KLIP, WC | KLIP |  |  | 11W | 3000K | 21507315CS | 8585054417650 | LED2 21507315CS KLIP, WC 11W CASAMBI 3000K | 9193.58 | 7598 | 4 | WHITE/CHROME | 9016/CR | ALUMINIUM/PMMA | TRANSPARENT | 220-240V/50-60Hz | 250 mA | CASAMBI | N/A | 90+ | < 3 | L80B20 50.000h | 770lm | 70lm/W | 66lm/W | N/A | G | N/A | 30° | IP 20 | d77 mm | N/A | 77 mm | d77x77 mm | N/A | N/A | 115x115x110 mm | 3 | 1 | N/A | N/A | 0.001455 | 0.35 | 0.42
KLIP, BW | KLIP |  |  | 11W | 3000K | 21507331 | 8585054401444 | LED2 21507331 KLIP, BW 11W 3000K | 2280.85 | 1885 | 4 | BLACK/WHITE | 9005/9016 | ALUMINIUM/PMMA | TRANSPARENT | 220-240V/50-60Hz | 250 mA | ON/OFF | N/A | 90+ | < 3 | L80B20 50.000h | 770lm | 70lm/W | 66lm/W | N/A | G | N/A | 30° | IP 20 | d77 mm | N/A | 77 mm | d77x77 mm | N/A | N/A | 115x115x110 mm | 3 | 1 | N/A | N/A | 0.001455 | 0.35 | 0.42
KLIP, BW | KLIP |  |  | 11W | 3000K | 21507331D | 8585054407286 | LED2 21507331D KLIP, BW DALI/PUSH DIM 11W 3000K | 3544.09 | 2929 | 4 | BLACK/WHITE | 9005/9016 | ALUMINIUM/PMMA | TRANSPARENT | 220-240V/50-60Hz | 250 mA | DALI/PUSH | N/A | 90+ | < 3 | L80B20 50.000h | 770lm | 70lm/W | 66lm/W | N/A | G | N/A | 30° | IP 20 | d77 mm | N/A | 77 mm | d77x77 mm | N/A | N/A | 115x115x110 mm | 3 | 1 | N/A | N/A | 0.001455 | 0.35 | 0.42
KLIP, BW | KLIP |  |  | 11W | 3000K | 21507331DT | 8585054411115 | LED2 21507331DT KLIP, BW TRIAC DIM 11W 3000K | 2982.65 | 2465 | 4 | BLACK/WHITE | 9005/9016 | ALUMINIUM/PMMA | TRANSPARENT | 220-240V/50-60Hz | 250 mA | TRIAC | N/A | 90+ | < 3 | L80B20 50.000h | 770lm | 70lm/W | 66lm/W | N/A | G | N/A | 30° | IP 20 | d77 mm | N/A | 77 mm | d77x77 mm | N/A | N/A | 115x115x110 mm | 3 | 1 | N/A | N/A | 0.001455 | 0.35 | 0.42
KLIP, BW | KLIP |  |  | 11W | 3000K | 21507331CS | 8585054417674 | LED2 21507331CS KLIP, BW 11W CASAMBI 3000K | 9018.13 | 7453 | 4 | BLACK/WHITE | 9005/9016 | ALUMINIUM/PMMA | TRANSPARENT | 220-240V/50-60Hz | 250 mA | CASAMBI | N/A | 90+ | < 3 | L80B20 50.000h | 770lm | 70lm/W | 66lm/W | N/A | G | N/A | 30° | IP 20 | d77 mm | N/A | 77 mm | d77x77 mm | N/A | N/A | 115x115x110 mm | 3 | 1 | N/A | N/A | 0.001455 | 0.35 | 0.42
KLIP, BB | KLIP |  |  | 11W | 3000K | 21507333 | 8585054401468 | LED2 21507333 KLIP, BB 11W 3000K | 2280.85 | 1885 | 4 | BLACK/BLACK | 9005/9005 | ALUMINIUM/PMMA | TRANSPARENT | 220-240V/50-60Hz | 250 mA | ON/OFF | N/A | 90+ | < 3 | L80B20 50.000h | 770lm | 70lm/W | 66lm/W | N/A | G | N/A | 30° | IP 20 | d77 mm | N/A | 77 mm | d77x77 mm | N/A | N/A | 115x115x110 mm | 3 | 1 | N/A | N/A | 0.001455 | 0.35 | 0.42
KLIP, BB | KLIP |  |  | 11W | 3000K | 21507333D | 8585054407309 | LED2 21507333D KLIP, BB DALI/PUSH DIM 11W 3000K | 3544.09 | 2929 | 4 | BLACK/BLACK | 9005/9005 | ALUMINIUM/PMMA | TRANSPARENT | 220-240V/50-60Hz | 250 mA | DALI/PUSH | N/A | 90+ | < 3 | L80B20 50.000h | 770lm | 70lm/W | 66lm/W | N/A | G | N/A | 30° | IP 20 | d77 mm | N/A | 77 mm | d77x77 mm | N/A | N/A | 115x115x110 mm | 3 | 1 | N/A | N/A | 0.001455 | 0.35 | 0.42
KLIP, BB | KLIP |  |  | 11W | 3000K | 21507333DT | 8585054411153 | LED2 21507333DT KLIP, BB TRIAC DIM 11W 3000K | 2982.65 | 2465 | 4 | BLACK/BLACK | 9005/9005 | ALUMINIUM/PMMA | TRANSPARENT | 220-240V/50-60Hz | 250 mA | TRIAC | N/A | 90+ | < 3 | L80B20 50.000h | 770lm | 70lm/W | 66lm/W | N/A | G | N/A | 30° | IP 20 | d77 mm | N/A | 77 mm | d77x77 mm | N/A | N/A | 115x115x110 mm | 3 | 1 | N/A | N/A | 0.001455 | 0.35 | 0.42
KLIP, BB | KLIP |  |  | 11W | 3000K | 21507333CS | 8585054417698 | LED2 21507333CS KLIP, BB 11W CASAMBI 3000K | 9018.13 | 7453 | 4 | BLACK/BLACK | 9005/9005 | ALUMINIUM/PMMA | TRANSPARENT | 220-240V/50-60Hz | 250 mA | CASAMBI | N/A | 90+ | < 3 | L80B20 50.000h | 770lm | 70lm/W | 66lm/W | N/A | G | N/A | 30° | IP 20 | d77 mm | N/A | 77 mm | d77x77 mm | N/A | N/A | 115x115x110 mm | 3 | 1 | N/A | N/A | 0.001455 | 0.35 | 0.42
KLIP, BC | KLIP |  |  | 11W | 3000K | 21507335 | 8585054401512 | LED2 21507335 KLIP, BC 11W 3000K | 2456.3 | 2030 | 4 | BLACK/CHROME | 9005/CR | ALUMINIUM/PMMA | TRANSPARENT | 220-240V/50-60Hz | 250 mA | ON/OFF | N/A | 90+ | < 3 | L80B20 50.000h | 770lm | 70lm/W | 66lm/W | N/A | G | N/A | 30° | IP 20 | d77 mm | N/A | 77 mm | d77x77 mm | N/A | N/A | 115x115x110 mm | 3 | 1 | N/A | N/A | 0.001455 | 0.35 | 0.42
KLIP, BC | KLIP |  |  | 11W | 3000K | 21507335D | 8585054407354 | LED2 21507335D KLIP, BC DALI/PUSH DIM 11W 3000K | 3719.54 | 3074 | 4 | BLACK/CHROME | 9005/CR | ALUMINIUM/PMMA | TRANSPARENT | 220-240V/50-60Hz | 250 mA | DALI/PUSH | N/A | 90+ | < 3 | L80B20 50.000h | 770lm | 70lm/W | 66lm/W | N/A | G | N/A | 30° | IP 20 | d77 mm | N/A | 77 mm | d77x77 mm | N/A | N/A | 115x115x110 mm | 3 | 1 | N/A | N/A | 0.001455 | 0.35 | 0.42
KLIP, BC | KLIP |  |  | 11W | 3000K | 21507335DT | 8585054411252 | LED2 21507335DT KLIP, BC TRIAC DIM 11W 3000K | 3158.1 | 2610 | 4 | BLACK/CHROME | 9005/CR | ALUMINIUM/PMMA | TRANSPARENT | 220-240V/50-60Hz | 250 mA | TRIAC | N/A | 90+ | < 3 | L80B20 50.000h | 770lm | 70lm/W | 66lm/W | N/A | G | N/A | 30° | IP 20 | d77 mm | N/A | 77 mm | d77x77 mm | N/A | N/A | 115x115x110 mm | 3 | 1 | N/A | N/A | 0.001455 | 0.35 | 0.42
KLIP, BC | KLIP |  |  | 11W | 3000K | 21507335CS | 8585054417711 | LED2 21507335CS KLIP, BC 11W CASAMBI 3000K | 9193.58 | 7598 | 4 | BLACK/CHROME | 9005/CR | ALUMINIUM/PMMA | TRANSPARENT | 220-240V/50-60Hz | 250 mA | CASAMBI | N/A | 90+ | < 3 | L80B20 50.000h | 770lm | 70lm/W | 66lm/W | N/A | G | N/A | 30° | IP 20 | d77 mm | N/A | 77 mm | d77x77 mm | N/A | N/A | 115x115x110 mm | 3 | 1 | N/A | N/A | 0.001455 | 0.35 | 0.42
KLIP, CW | KLIP |  |  | 11W | 3000K | 21507351 | 8585054401451 | LED2 21507351 KLIP, CW 11W 3000K | 2526.48 | 2088 | 4 | CHROME/WHITE | CR/9016 | ALUMINIUM/PMMA | TRANSPARENT | 220-240V/50-60Hz | 250 mA | ON/OFF | N/A | 90+ | < 3 | L80B20 50.000h | 770lm | 70lm/W | 66lm/W | N/A | G | N/A | 30° | IP 20 | d77 mm | N/A | 77 mm | d77x77 mm | N/A | N/A | 115x115x110 mm | 3 | 1 | N/A | N/A | 0.001455 | 0.35 | 0.42
KLIP, CW | KLIP |  |  | 11W | 3000K | 21507351D | 8585054407293 | LED2 21507351D KLIP, CW DALI/PUSH DIM 11W 3000K | 3789.72 | 3132 | 4 | CHROME/WHITE | CR/9016 | ALUMINIUM/PMMA | TRANSPARENT | 220-240V/50-60Hz | 250 mA | DALI/PUSH | N/A | 90+ | < 3 | L80B20 50.000h | 770lm | 70lm/W | 66lm/W | N/A | G | N/A | 30° | IP 20 | d77 mm | N/A | 77 mm | d77x77 mm | N/A | N/A | 115x115x110 mm | 3 | 1 | N/A | N/A | 0.001455 | 0.35 | 0.42
KLIP, CW | KLIP |  |  | 11W | 3000K | 21507351DT | 8585054411139 | LED2 21507351DT KLIP, CW TRIAC DIM 11W 3000K | 3228.28 | 2668 | 4 | CHROME/WHITE | CR/9016 | ALUMINIUM/PMMA | TRANSPARENT | 220-240V/50-60Hz | 250 mA | TRIAC | N/A | 90+ | < 3 | L80B20 50.000h | 770lm | 70lm/W | 66lm/W | N/A | G | N/A | 30° | IP 20 | d77 mm | N/A | 77 mm | d77x77 mm | N/A | N/A | 115x115x110 mm | 3 | 1 | N/A | N/A | 0.001455 | 0.35 | 0.42
KLIP, CW | KLIP |  |  | 11W | 3000K | 21507351CS | 8585054417735 | LED2 21507351CS KLIP, CW 11W CASAMBI 3000K | 9263.76 | 7656 | 4 | CHROME/WHITE | CR/9016 | ALUMINIUM/PMMA | TRANSPARENT | 220-240V/50-60Hz | 250 mA | CASAMBI | N/A | 90+ | < 3 | L80B20 50.000h | 770lm | 70lm/W | 66lm/W | N/A | G | N/A | 30° | IP 20 | d77 mm | N/A | 77 mm | d77x77 mm | N/A | N/A | 115x115x110 mm | 3 | 1 | N/A | N/A | 0.001455 | 0.35 | 0.42
KLIP, CB | KLIP |  |  | 11W | 3000K | 21507353 | 8585054401482 | LED2 21507353 KLIP, CB 11W 3000K | 2526.48 | 2088 | 4 | CHROME/BLACK | CR/9005 | ALUMINIUM/PMMA | TRANSPARENT | 220-240V/50-60Hz | 250 mA | ON/OFF | N/A | 90+ | < 3 | L80B20 50.000h | 770lm | 70lm/W | 66lm/W | N/A | G | N/A | 30° | IP 20 | d77 mm | N/A | 77 mm | d77x77 mm | N/A | N/A | 115x115x110 mm | 3 | 1 | N/A | N/A | 0.001455 | 0.35 | 0.42
KLIP, CB | KLIP |  |  | 11W | 3000K | 21507353D | 8585054407323 | LED2 21507353D KLIP, CB DALI/PUSH DIM 11W 3000K | 3789.72 | 3132 | 4 | CHROME/BLACK | CR/9005 | ALUMINIUM/PMMA | TRANSPARENT | 220-240V/50-60Hz | 250 mA | DALI/PUSH | N/A | 90+ | < 3 | L80B20 50.000h | 770lm | 70lm/W | 66lm/W | N/A | G | N/A | 30° | IP 20 | d77 mm | N/A | 77 mm | d77x77 mm | N/A | N/A | 115x115x110 mm | 3 | 1 | N/A | N/A | 0.001455 | 0.35 | 0.42
KLIP, CB | KLIP |  |  | 11W | 3000K | 21507353DT | 8585054411191 | LED2 21507353DT KLIP, CB TRIAC DIM 11W 3000K | 3228.28 | 2668 | 4 | CHROME/BLACK | CR/9005 | ALUMINIUM/PMMA | TRANSPARENT | 220-240V/50-60Hz | 250 mA | TRIAC | N/A | 90+ | < 3 | L80B20 50.000h | 770lm | 70lm/W | 66lm/W | N/A | G | N/A | 30° | IP 20 | d77 mm | N/A | 77 mm | d77x77 mm | N/A | N/A | 115x115x110 mm | 3 | 1 | N/A | N/A | 0.001455 | 0.35 | 0.42
KLIP, CB | KLIP |  |  | 11W | 3000K | 21507353CS | 8585054417759 | LED2 21507353CS KLIP, CB 11W CASAMBI 3000K | 9263.76 | 7656 | 4 | CHROME/BLACK | CR/9005 | ALUMINIUM/PMMA | TRANSPARENT | 220-240V/50-60Hz | 250 mA | CASAMBI | N/A | 90+ | < 3 | L80B20 50.000h | 770lm | 70lm/W | 66lm/W | N/A | G | N/A | 30° | IP 20 | d77 mm | N/A | 77 mm | d77x77 mm | N/A | N/A | 115x115x110 mm | 3 | 1 | N/A | N/A | 0.001455 | 0.35 | 0.42
KLIP, CC | KLIP |  |  | 11W | 3000K | 21507355 | 8585054401499 | LED2 21507355 KLIP, CC 11W 3000K | 2666.84 | 2204 | 4 | CHROME/CHROME | CR/CR | ALUMINIUM/PMMA | TRANSPARENT | 220-240V/50-60Hz | 250 mA | ON/OFF | N/A | 90+ | < 3 | L80B20 50.000h | 770lm | 70lm/W | 66lm/W | N/A | G | N/A | 30° | IP 20 | d77 mm | N/A | 77 mm | d77x77 mm | N/A | N/A | 115x115x110 mm | 3 | 1 | N/A | N/A | 0.001455 | 0.35 | 0.42
KLIP, CC | KLIP |  |  | 11W | 3000K | 21507355D | 8585054407330 | LED2 21507355D KLIP, CC DALI/PUSH DIM 11W 3000K | 3930.08 | 3248 | 4 | CHROME/CHROME | CR/CR | ALUMINIUM/PMMA | TRANSPARENT | 220-240V/50-60Hz | 250 mA | DALI/PUSH | N/A | 90+ | < 3 | L80B20 50.000h | 770lm | 70lm/W | 66lm/W | N/A | G | N/A | 30° | IP 20 | d77 mm | N/A | 77 mm | d77x77 mm | N/A | N/A | 115x115x110 mm | 3 | 1 | N/A | N/A | 0.001455 | 0.35 | 0.42
KLIP, CC | KLIP |  |  | 11W | 3000K | 21507355DT | 8585054411214 | LED2 21507355DT KLIP, CC TRIAC DIM 11W 3000K | 3368.64 | 2784 | 4 | CHROME/CHROME | CR/CR | ALUMINIUM/PMMA | TRANSPARENT | 220-240V/50-60Hz | 250 mA | TRIAC | N/A | 90+ | < 3 | L80B20 50.000h | 770lm | 70lm/W | 66lm/W | N/A | G | N/A | 30° | IP 20 | d77 mm | N/A | 77 mm | d77x77 mm | N/A | N/A | 115x115x110 mm | 3 | 1 | N/A | N/A | 0.001455 | 0.35 | 0.42
KLIP, CC | KLIP |  |  | 11W | 3000K | 21507355CS | 8585054417773 | LED2 21507355CS KLIP, CC 11W CASAMBI 3000K | 9404.12 | 7772 | 4 | CHROME/CHROME | CR/CR | ALUMINIUM/PMMA | TRANSPARENT | 220-240V/50-60Hz | 250 mA | CASAMBI | N/A | 90+ | < 3 | L80B20 50.000h | 770lm | 70lm/W | 66lm/W | N/A | G | N/A | 30° | IP 20 | d77 mm | N/A | 77 mm | d77x77 mm | N/A | N/A | 115x115x110 mm | 3 | 1 | N/A | N/A | 0.001455 | 0.35 | 0.42
HIDE, W | HIDE |  |  | 10-20W | 3000K | 2252631 | 8585054409334 | LED2 2252631 HIDE, W 10-20W 3000K | 3158.1 | 2610 | 4 | WHITE | 9003 | ALUMINIUM/PMMA | TRANSPARENT | 220-240V/50-60Hz | 250-500 mA | ON/OFF | N/A | 90+ | < 3 | L80B20 50.000h | 900-1800lm | 90lm/W | 140lm/W | N/A | F | < 19 | 50° | IP 20 | d100 mm | N/A | 111 mm | d100x111 mm | N/A | 90 mm | 125x125x100 mm | 3 | 30 | 18585054409331 | N/A | 0.001563 | 0.7 | 0.82
HIDE, W | HIDE |  |  | 20W | 3000K | 2252631D | 8585054409341 | LED2 2252631D HIDE, W DALI/PUSH DIM 20W 3000K | 4456.43 | 3683 | 4 | WHITE | 9003 | ALUMINIUM/PMMA | TRANSPARENT | 220-240V/50-60Hz | 500 mA | DALI/PUSH | N/A | 90+ | < 3 | L80B20 50.000h | 1800lm | 90lm/W | 140lm/W | N/A | F | < 19 | 50° | IP 20 | d100 mm | N/A | 111 mm | d100x111 mm | N/A | 90 mm | 125x125x100 mm | 3 | 1 | N/A | N/A | 0.001563 | 0.7 | 0.82
HIDE, W | HIDE |  |  | 20W | 3000K | 2252631DT | 8585054411269 | LED2 2252631DT HIDE, W TRIAC DIM 20W 3000K | 4035.35 | 3335 | 4 | WHITE | 9003 | ALUMINIUM/PMMA | TRANSPARENT | 220-240V/50-60Hz | 500 mA | TRIAC | N/A | 90+ | < 3 | L80B20 50.000h | 1800lm | 90lm/W | 140lm/W | N/A | F | < 19 | 50° | IP 20 | d100 mm | N/A | 111 mm | d100x111 mm | N/A | 90 mm | 125x125x100 mm | 3 | 1 | N/A | N/A | 0.001563 | 0.7 | 0.82
HIDE, W | HIDE |  |  | 20W | 3000K | 2252631CS | 8585054417797 | LED2 2252631CS HIDE, W 20W CASAMBI 3000K | 9930.47 | 8207 | 4 | WHITE | 9003 | ALUMINIUM/PMMA | TRANSPARENT | 220-240V/50-60Hz | 500 mA | CASAMBI | N/A | 90+ | < 3 | L80B20 50.000h | 1800lm | 90lm/W | 140lm/W | N/A | F | < 19 | 50° | IP 20 | d100 mm | N/A | 111 mm | d100x111 mm | N/A | 90 mm | 125x125x100 mm | 3 | 1 | N/A | N/A | 0.001563 | 0.7 | 0.82
HIDE, B | HIDE |  |  | 10-20W | 3000K | 2252633 | 8585054409358 | LED2 2252633 HIDE, B 10-20W 3000K | 3158.1 | 2610 | 4 | BLACK | 9005 | ALUMINIUM/PMMA | TRANSPARENT | 220-240V/50-60Hz | 250-500 mA | ON/OFF | N/A | 90+ | < 3 | L80B20 50.000h | 900-1800lm | 90lm/W | 140lm/W | N/A | F | < 19 | 50° | IP 20 | d100 mm | N/A | 111 mm | d100x111 mm | N/A | 90 mm | 125x125x100 mm | 3 | 30 | 18585054409355 | N/A | 0.001563 | 0.7 | 0.82
HIDE, B | HIDE |  |  | 20W | 3000K | 2252633D | 8585054409365 | LED2 2252633D HIDE, B DALI/PUSH DIM 20W 3000K | 4456.43 | 3683 | 4 | BLACK | 9005 | ALUMINIUM/PMMA | TRANSPARENT | 220-240V/50-60Hz | 500 mA | DALI/PUSH | N/A | 90+ | < 3 | L80B20 50.000h | 1800lm | 90lm/W | 140lm/W | N/A | F | < 19 | 50° | IP 20 | d100 mm | N/A | 111 mm | d100x111 mm | N/A | 90 mm | 125x125x100 mm | 3 | 1 | N/A | N/A | 0.001563 | 0.7 | 0.82
HIDE, B | HIDE |  |  | 20W | 3000K | 2252633DT | 8585054411276 | LED2 2252633DT HIDE, B TRIAC DIM 20W 3000K | 4035.35 | 3335 | 4 | BLACK | 9005 | ALUMINIUM/PMMA | TRANSPARENT | 220-240V/50-60Hz | 500 mA | TRIAC | N/A | 90+ | < 3 | L80B20 50.000h | 1800lm | 90lm/W | 140lm/W | N/A | F | < 19 | 50° | IP 20 | d100 mm | N/A | 111 mm | d100x111 mm | N/A | 90 mm | 125x125x100 mm | 3 | 1 | N/A | N/A | 0.001563 | 0.7 | 0.82
HIDE, B | HIDE |  |  | 20W | 3000K | 2252633CS | 8585054417810 | LED2 2252633CS HIDE, B 20W CASAMBI 3000K | 9930.47 | 8207 | 4 | BLACK | 9005 | ALUMINIUM/PMMA | TRANSPARENT | 220-240V/50-60Hz | 500 mA | CASAMBI | N/A | 90+ | < 3 | L80B20 50.000h | 1800lm | 90lm/W | 140lm/W | N/A | F | < 19 | 50° | IP 20 | d100 mm | N/A | 111 mm | d100x111 mm | N/A | 90 mm | 125x125x100 mm | 3 | 1 | N/A | N/A | 0.001563 | 0.7 | 0.82
HIDE, W | HIDE |  |  | 10-20W | 4000K | 2252641 | 8585054412556 | LED2 2252641 HIDE, W 10-20W 4000K | 3158.1 | 2610 | 4 | WHITE | 9003 | ALUMINIUM/PMMA | TRANSPARENT | 220-240V/50-60Hz | 250-500 mA | ON/OFF | N/A | 90+ | < 3 | L80B20 50.000h | 900-1800lm | 90lm/W | 140lm/W | N/A | F | < 19 | 50° | IP 20 | d100 mm | N/A | 111 mm | d100x111 mm | N/A | 90 mm | 125x125x100 mm | 3 | 30 | 18585054412553 | N/A | 0.001563 | 0.7 | 0.82
HIDE, W | HIDE |  |  | 20W | 4000K | 2252641D | 8585054412570 | LED2 2252641D HIDE, W DALI/PUSH DIM 20W 4000K | 4456.43 | 3683 | 4 | WHITE | 9003 | ALUMINIUM/PMMA | TRANSPARENT | 220-240V/50-60Hz | 500 mA | DALI/PUSH | N/A | 90+ | < 3 | L80B20 50.000h | 1800lm | 90lm/W | 140lm/W | N/A | F | < 19 | 50° | IP 20 | d100 mm | N/A | 111 mm | d100x111 mm | N/A | 90 mm | 125x125x100 mm | 3 | 1 | N/A | N/A | 0.001563 | 0.7 | 0.82
HIDE, W | HIDE |  |  | 20W | 4000K | 2252641DT | 8585054412587 | LED2 2252641DT HIDE, W TRIAC DIM 20W 4000K | 4035.35 | 3335 | 4 | WHITE | 9003 | ALUMINIUM/PMMA | TRANSPARENT | 220-240V/50-60Hz | 500 mA | TRIAC | N/A | 90+ | < 3 | L80B20 50.000h | 1800lm | 90lm/W | 140lm/W | N/A | F | < 19 | 50° | IP 20 | d100 mm | N/A | 111 mm | d100x111 mm | N/A | 90 mm | 125x125x100 mm | 3 | 1 | N/A | N/A | 0.001563 | 0.7 | 0.82
HIDE, W | HIDE |  |  | 20W | 4000K | 2252641CS | 8585054417834 | LED2 2252641CS HIDE, W 20W CASAMBI 4000K | 9930.47 | 8207 | 4 | WHITE | 9003 | ALUMINIUM/PMMA | TRANSPARENT | 220-240V/50-60Hz | 500 mA | CASAMBI | N/A | 90+ | < 3 | L80B20 50.000h | 1800lm | 90lm/W | 140lm/W | N/A | F | < 19 | 50° | IP 20 | d100 mm | N/A | 111 mm | d100x111 mm | N/A | 90 mm | 125x125x100 mm | 3 | 1 | N/A | N/A | 0.001563 | 0.7 | 0.82
HIDE, B | HIDE |  |  | 10-20W | 4000K | 2252643 | 8585054412563 | LED2 2252643 HIDE, B 10-20W 4000K | 3158.1 | 2610 | 4 | BLACK | 9005 | ALUMINIUM/PMMA | TRANSPARENT | 220-240V/50-60Hz | 250-500 mA | ON/OFF | N/A | 90+ | < 3 | L80B20 50.000h | 900-1800lm | 90lm/W | 140lm/W | N/A | F | < 19 | 50° | IP 20 | d100 mm | N/A | 111 mm | d100x111 mm | N/A | 90 mm | 125x125x100 mm | 3 | 30 | 18585054412560 | N/A | 0.001563 | 0.7 | 0.82
HIDE, B | HIDE |  |  | 20W | 4000K | 2252643D | 8585054412594 | LED2 2252643D HIDE, B DALI/PUSH DIM 20W 4000K | 4456.43 | 3683 | 4 | BLACK | 9005 | ALUMINIUM/PMMA | TRANSPARENT | 220-240V/50-60Hz | 500 mA | DALI/PUSH | N/A | 90+ | < 3 | L80B20 50.000h | 1800lm | 90lm/W | 140lm/W | N/A | F | < 19 | 50° | IP 20 | d100 mm | N/A | 111 mm | d100x111 mm | N/A | 90 mm | 125x125x100 mm | 3 | 1 | N/A | N/A | 0.001563 | 0.7 | 0.82
HIDE, B | HIDE |  |  | 20W | 4000K | 2252643DT | 8585054412600 | LED2 2252643DT HIDE, B TRIAC DIM 20W 4000K | 4035.35 | 3335 | 4 | BLACK | 9005 | ALUMINIUM/PMMA | TRANSPARENT | 220-240V/50-60Hz | 500 mA | TRIAC | N/A | 90+ | < 3 | L80B20 50.000h | 1800lm | 90lm/W | 140lm/W | N/A | F | < 19 | 50° | IP 20 | d100 mm | N/A | 111 mm | d100x111 mm | N/A | 90 mm | 125x125x100 mm | 3 | 1 | N/A | N/A | 0.001563 | 0.7 | 0.82
HIDE, B | HIDE |  |  | 20W | 4000K | 2252643CS | 8585054417858 | LED2 2252643CS HIDE, B 20W CASAMBI 4000K | 9930.47 | 8207 | 4 | BLACK | 9005 | ALUMINIUM/PMMA | TRANSPARENT | 220-240V/50-60Hz | 500 mA | CASAMBI | N/A | 90+ | < 3 | L80B20 50.000h | 1800lm | 90lm/W | 140lm/W | N/A | F | < 19 | 50° | IP 20 | d100 mm | N/A | 111 mm | d100x111 mm | N/A | 90 mm | 125x125x100 mm | 3 | 1 | N/A | N/A | 0.001563 | 0.7 | 0.82
ZENO, W | ZENO |  |  | 10W | 3000K/4000K/5000K | 2235751 | 8585054413874 | LED2 2235751 ZENO, W 10W 3000K/4000K/5000K | 1333.42 | 1102 | 4 | WHITE | 9016 | ALUMINIUM/PMMA | OPAL | 220-240V/50-60Hz | 230 mA | ON/OFF | N/A | 90+ | < 3 | L80B20 50.000h | 900lm | 90lm/W | 109lm/W | N/A | F | < 19 | 60° | IP 54 | d102 mm | N/A | 51 mm | d102x51 mm | N/A | 90 mm | 140x130x70 mm | 2 | 30 | 18585054413871 | N/A | 0.001274 | 0.25 | 0.35
ZENO, W | ZENO |  |  | 10W | 3000K/4000K/5000K | 2235751D | 8585054413881 | LED2 2235751D ZENO, W DALI/PUSH DIM 10W 3000K/4000K/5000K | 2596.66 | 2146 | 4 | WHITE | 9016 | ALUMINIUM/PMMA | OPAL | 220-240V/50-60Hz | 230 mA | DALI/PUSH | N/A | 90+ | < 3 | L80B20 50.000h | 900lm | 90lm/W | 109lm/W | N/A | F | < 19 | 60° | IP 54 | d102 mm | N/A | 51 mm | d102x51 mm | N/A | 90 mm | 140x130x70 mm | 2 | 1 | N/A | N/A | 0.001274 | 0.25 | 0.35
ZENO, W | ZENO |  |  | 10W | 3000K/4000K/5000K | 2235751DT | 8585054413898 | LED2 2235751DT ZENO, W TRIAC DIM 10W 3000K/4000K/5000K | 2105.4 | 1740 | 4 | WHITE | 9016 | ALUMINIUM/PMMA | OPAL | 220-240V/50-60Hz | 230 mA | TRIAC | N/A | 90+ | < 3 | L80B20 50.000h | 900lm | 90lm/W | 109lm/W | N/A | F | < 19 | 60° | IP 54 | d102 mm | N/A | 51 mm | d102x51 mm | N/A | 90 mm | 140x130x70 mm | 2 | 1 | N/A | N/A | 0.001274 | 0.25 | 0.35
ZENO, W | ZENO |  |  | 10W | 3000K/4000K/5000K | 2235751CS | 8585054417872 | LED2 2235751CS ZENO, W 10W CASAMBI 3000K/4000K/5000K | 8070.7 | 6670 | 4 | WHITE | 9016 | ALUMINIUM/PMMA | OPAL | 220-240V/50-60Hz | 230 mA | CASAMBI | N/A | 90+ | < 3 | L80B20 50.000h | 900lm | 90lm/W | 109lm/W | N/A | F | < 19 | 60° | IP 54 | d102 mm | N/A | 51 mm | d102x51 mm | N/A | 90 mm | 140x130x70 mm | 2 | 1 | N/A | N/A | 0.001274 | 0.25 | 0.35
ZENO, B | ZENO |  |  | 10W | 3000K/4000K/5000K | 2235753 | 8585054413904 | LED2 2235753 ZENO, B 10W 3000K/4000K/5000K | 1333.42 | 1102 | 4 | BLACK | 9005 | ALUMINIUM/PMMA | OPAL | 220-240V/50-60Hz | 230 mA | ON/OFF | N/A | 90+ | < 3 | L80B20 50.000h | 760lm | 76lm/W | 109lm/W | N/A | F | < 19 | 60° | IP 54 | d102 mm | N/A | 51 mm | d102x51 mm | N/A | 90 mm | 140x130x70 mm | 2 | 30 | 18585054413901 | N/A | 0.001274 | 0.25 | 0.35
ZENO, B | ZENO |  |  | 10W | 3000K/4000K/5000K | 2235753D | 8585054413911 | LED2 2235753D ZENO, B DALI/PUSH DIM 10W 3000K/4000K/5000K | 2596.66 | 2146 | 4 | BLACK | 9005 | ALUMINIUM/PMMA | OPAL | 220-240V/50-60Hz | 230 mA | DALI/PUSH | N/A | 90+ | < 3 | L80B20 50.000h | 760lm | 76lm/W | 109lm/W | N/A | F | < 19 | 60° | IP 54 | d102 mm | N/A | 51 mm | d102x51 mm | N/A | 90 mm | 140x130x70 mm | 2 | 1 | N/A | N/A | 0.001274 | 0.25 | 0.35
ZENO, B | ZENO |  |  | 10W | 3000K/4000K/5000K | 2235753DT | 8585054413928 | LED2 2235753DT ZENO, B TRIAC DIM 10W 3000K/4000K/5000K | 2105.4 | 1740 | 4 | BLACK | 9005 | ALUMINIUM/PMMA | OPAL | 220-240V/50-60Hz | 230 mA | TRIAC | N/A | 90+ | < 3 | L80B20 50.000h | 760lm | 76lm/W | 109lm/W | N/A | F | < 19 | 60° | IP 54 | d102 mm | N/A | 51 mm | d102x51 mm | N/A | 90 mm | 140x130x70 mm | 2 | 1 | N/A | N/A | 0.001274 | 0.25 | 0.35
ZENO, B | ZENO |  |  | 10W | 3000K/4000K/5000K | 2235753CS | 8585054417896 | LED2 2235753CS ZENO, B 10W CASAMBI 3000K/4000K/5000K | 8070.7 | 6670 | 4 | BLACK | 9005 | ALUMINIUM/PMMA | OPAL | 220-240V/50-60Hz | 230 mA | CASAMBI | N/A | 90+ | < 3 | L80B20 50.000h | 760lm | 76lm/W | 109lm/W | N/A | F | < 19 | 60° | IP 54 | d102 mm | N/A | 51 mm | d102x51 mm | N/A | 90 mm | 140x130x70 mm | 2 | 1 | N/A | N/A | 0.001274 | 0.25 | 0.35
ZERO II M, W | ZERO II |  | YES | 6W | 3000K/3500K/4000K | 2236651DT | 8585054425860 | LED2 2236651DT ZERO II M, W TRIAC DIM 6W 3000K/3500K/4000K | 771.98 | 638 | 4 | WHITE | 9016 | PA46/PC | FROSTED | 220-240V/50-60Hz | 100 mA | TRIAC | N/A | 90+ | < 3 | L80B20 50.000h | 660lm | 110lm/W |  | N/A | E | < 19 | 60° | IP 54 | d85 mm | N/A | 84 mm | d85x84 mm | N/A | 75 mm | 90x90x100 mm | 2 | 30 | 18585054425867 | N/A | 0.00081 | 0.15 | 0.25
ZERO II M, B | ZERO II |  | YES | 6W | 3000K/3500K/4000K | 2236653DT | 8585054425877 | LED2 2236653DT ZERO II M, B TRIAC DIM 6W 3000K/3500K/4000K | 771.98 | 638 | 4 | BLACK | 9005 | PA46/PC | FROSTED | 220-240V/50-60Hz | 100 mA | TRIAC | N/A | 90+ | < 3 | L80B20 50.000h | 660lm | 110lm/W |  | N/A | E | < 19 | 60° | IP 54 | d85 mm | N/A | 84 mm | d85x84 mm | N/A | 75 mm | 90x90x100 mm | 2 | 30 | 18585054425874 | N/A | 0.00081 | 0.15 | 0.25
ZERO II XL, W | ZERO II |  | YES | 8W | 3000K/3500K/4000K | 2236751DT | 8585054425884 | LED2 2236751DT ZERO II XL, W TRIAC DIM 8W 3000K/3500K/4000K | 877.25 | 725 | 4 | WHITE | 9016 | PA46/PC | FROSTED | 220-240V/50-60Hz | 100 mA | TRIAC | N/A | 90+ | < 3 | L80B20 50.000h | 880lm | 110lm/W |  | N/A | E | < 19 | 60° | IP 54 | d106 mm | N/A | 84 mm | d106x84 mm | N/A | 95 mm | 110x110x100 mm | 2 | 30 | 18585054425881 | N/A | 0.00121 | 0.2 | 0.3
ZERO II XL, B | ZERO II |  | YES | 8W | 3000K/3500K/4000K | 2236753DT | 8585054425891 | LED2 2236753DT ZERO II XL, B TRIAC DIM 8W 3000K/3500K/4000K | 877.25 | 725 | 4 | BLACK | 9005 | PA46/PC | FROSTED | 220-240V/50-60Hz | 100 mA | TRIAC | N/A | 90+ | < 3 | L80B20 50.000h | 880lm | 110lm/W |  | N/A | E | < 19 | 60° | IP 54 | d106 mm | N/A | 84 mm | d106x84 mm | N/A | 95 mm | 110x110x100 mm | 2 | 30 | 18585054425898 | N/A | 0.00121 | 0.2 | 0.3
ZERO II TILT, W | ZERO II |  | YES | 8W | 3000K/3500K/4000K | 2236851DT | 8585054425907 | LED2 2236851DT ZERO II TILT, W TRIAC DIM 8W 3000K/3500K/4000K | 877.25 | 725 | 4 | WHITE | 9016 | PA46/PC | FROSTED | 220-240V/50-60Hz | 100 mA | TRIAC | N/A | 90+ | < 3 | L80B20 50.000h | 880lm | 110lm/W |  | N/A | E | < 19 | 60° | IP 54 | d106 mm | N/A | 84 mm | d106x84 mm | N/A | 95 mm | 110x110x100 mm | 2 | 30 | 18585054425904 | N/A | 0.00121 | 0.25 | 0.35
ZERO II TILT, B | ZERO II |  | YES | 8W | 3000K/3500K/4000K | 2236853DT | 8585054425914 | LED2 2236853DT ZERO II TILT, B TRIAC DIM 8W 3000K/3500K/4000K | 877.25 | 725 | 4 | BLACK | 9005 | PA46/PC | FROSTED | 220-240V/50-60Hz | 100 mA | TRIAC | N/A | 90+ | < 3 | L80B20 50.000h | 880lm | 110lm/W |  | N/A | E | < 19 | 60° | IP 54 | d106 mm | N/A | 84 mm | d106x84 mm | N/A | 95 mm | 110x110x100 mm | 2 | 30 | 18585054425911 | N/A | 0.00121 | 0.25 | 0.35
LINEAR 2, W | LINEAR |  |  | 4W | 3000K | 2250831 | 8585054401581 | LED2 2250831 LINEAR 2, W 4W 3000K | 1228.15 | 1015 | 4 | WHITE | 9003 | ALUMINIUM/PC | FROSTED | 220-240V/50-60Hz | 700 mA | ON/OFF | N/A | 90+ | < 3 | L80B20 50.000h | 420lm | 105lm/W | 103lm/W | N/A | E | < 19 | 45° | IP 20 | 75 mm | 45 mm | 49 mm | 75x45x49 mm | N/A | 68 x 37 mm | 115x80x85 mm | 3 | 50 | 18585054401588 | N/A | 0.000782 | 0.15 | 0.2
LINEAR 2, W | LINEAR |  |  | 4W | 3000K | 2250831D | 8585054407422 | LED2 2250831D LINEAR 2, W DALI/PUSH DIM 4W 3000K | 3333.55 | 2755 | 4 | WHITE | 9003 | ALUMINIUM/PC | FROSTED | 220-240V/50-60Hz | 700 mA | DALI/PUSH | N/A | 90+ | < 3 | L80B20 50.000h | 420lm | 105lm/W | 103lm/W | N/A | E | < 19 | 45° | IP 20 | 75 mm | 45 mm | 49 mm | 75x45x49 mm | N/A | 68 x 37 mm | 115x80x85 mm | 3 | 1 | N/A | N/A | 0.000782 | 0.15 | 0.2
LINEAR 2, W | LINEAR |  |  | 4W | 3000K | 2250831CS | 8585054417919 | LED2 2250831CS LINEAR 2, W 4W CASAMBI 3000K | 8807.59 | 7279 | 4 | WHITE | 9003 | ALUMINIUM/PC | FROSTED | 220-240V/50-60Hz | 700 mA | CASAMBI | N/A | 90+ | < 3 | L80B20 50.000h | 420lm | 105lm/W | 103lm/W | N/A | E | < 19 | 45° | IP 20 | 75 mm | 45 mm | 49 mm | 75x45x49 mm | N/A | 68 x 37 mm | 115x80x85 mm | 3 | 1 | N/A | N/A | 0.000782 | 0.15 | 0.2
LINEAR 5, W | LINEAR |  |  | 10W | 3000K | 2250931 | 8585054401598 | LED2 2250931 LINEAR 5, W 10W 3000K | 2386.12 | 1972 | 4 | WHITE | 9003 | ALUMINIUM/PC | FROSTED | 220-240V/50-60Hz | 700 mA | ON/OFF | N/A | 90+ | < 3 | L80B20 50.000h | 1050lm | 105lm/W | 103lm/W | N/A | E | < 19 | 45° | IP 20 | 147 mm | 45 mm | 49 mm | 147x45x49 mm | N/A | 140 x 37 mm | 190x80x85 mm | 3 | 30 | 18585054401595 | N/A | 0.001292 | 0.3 | 0.38
LINEAR 5, W | LINEAR |  |  | 10W | 3000K | 2250931D | 8585054407439 | LED2 2250931D LINEAR 5, W DALI/PUSH DIM 10W 3000K | 3579.18 | 2958 | 4 | WHITE | 9003 | ALUMINIUM/PC | FROSTED | 220-240V/50-60Hz | 700 mA | DALI/PUSH | N/A | 90+ | < 3 | L80B20 50.000h | 1050lm | 105lm/W | 103lm/W | N/A | E | < 19 | 45° | IP 20 | 147 mm | 45 mm | 49 mm | 147x45x49 mm | N/A | 140 x 37 mm | 190x80x85 mm | 3 | 1 | N/A | N/A | 0.001292 | 0.3 | 0.38
LINEAR 5, W | LINEAR |  |  | 10W | 3000K | 2250931DT | 8585054411344 | LED2 2250931DT LINEAR 5, W TRIAC DIM 10W 3000K | 3158.1 | 2610 | 4 | WHITE | 9003 | ALUMINIUM/PC | FROSTED | 220-240V/50-60Hz | 700 mA | TRIAC | N/A | 90+ | < 3 | L80B20 50.000h | 1050lm | 105lm/W | 103lm/W | N/A | E | < 19 | 45° | IP 20 | 147 mm | 45 mm | 49 mm | 147x45x49 mm | N/A | 140 x 37 mm | 190x80x85 mm | 3 | 1 | N/A | N/A | 0.001292 | 0.3 | 0.38
LINEAR 5, W | LINEAR |  |  | 10W | 3000K | 2250931CS | 8585054417933 | LED2 2250931CS LINEAR 5, W 10W CASAMBI 3000K | 9333.94 | 7714 | 4 | WHITE | 9003 | ALUMINIUM/PC | FROSTED | 220-240V/50-60Hz | 700 mA | CASAMBI | N/A | 90+ | < 3 | L80B20 50.000h | 1050lm | 105lm/W | 103lm/W | N/A | E | < 19 | 45° | IP 20 | 147 mm | 45 mm | 49 mm | 147x45x49 mm | N/A | 140 x 37 mm | 190x80x85 mm | 3 | 1 | N/A | N/A | 0.001292 | 0.3 | 0.38
LINEAR 5, B | LINEAR |  |  | 10W | 3000K | 2250933 | 8585054401604 | LED2 2250933 LINEAR 5, B 10W 3000K | 2386.12 | 1972 | 4 | BLACK | 9005 | ALUMINIUM/PC | FROSTED | 220-240V/50-60Hz | 700 mA | ON/OFF | N/A | 90+ | < 3 | L80B20 50.000h | 1050lm | 105lm/W | 103lm/W | N/A | E | < 19 | 45° | IP 20 | 147 mm | 45 mm | 49 mm | 147x45x49 mm | N/A | 140 x 37 mm | 190x80x85 mm | 3 | 30 | 18585054401601 | N/A | 0.001292 | 0.3 | 0.38
LINEAR 5, B | LINEAR |  |  | 10W | 3000K | 2250933D | 8585054407446 | LED2 2250933D LINEAR 5, B DALI/PUSH DIM 10W 3000K | 3579.18 | 2958 | 4 | BLACK | 9005 | ALUMINIUM/PC | FROSTED | 220-240V/50-60Hz | 700 mA | DALI/PUSH | N/A | 90+ | < 3 | L80B20 50.000h | 1050lm | 105lm/W | 103lm/W | N/A | E | < 19 | 45° | IP 20 | 147 mm | 45 mm | 49 mm | 147x45x49 mm | N/A | 140 x 37 mm | 190x80x85 mm | 3 | 1 | N/A | N/A | 0.001292 | 0.3 | 0.38
LINEAR 5, B | LINEAR |  |  | 10W | 3000K | 2250933DT | 8585054411351 | LED2 2250933DT LINEAR 5, B TRIAC DIM 10W 3000K | 3158.1 | 2610 | 4 | BLACK | 9005 | ALUMINIUM/PC | FROSTED | 220-240V/50-60Hz | 700 mA | TRIAC | N/A | 90+ | < 3 | L80B20 50.000h | 1050lm | 105lm/W | 103lm/W | N/A | E | < 19 | 45° | IP 20 | 147 mm | 45 mm | 49 mm | 147x45x49 mm | N/A | 140 x 37 mm | 190x80x85 mm | 3 | 1 | N/A | N/A | 0.001292 | 0.3 | 0.38
LINEAR 5, B | LINEAR |  |  | 10W | 3000K | 2250933CS | 8585054417957 | LED2 2250933CS LINEAR 5, B 10W CASAMBI 3000K | 9333.94 | 7714 | 4 | BLACK | 9005 | ALUMINIUM/PC | FROSTED | 220-240V/50-60Hz | 700 mA | CASAMBI | N/A | 90+ | < 3 | L80B20 50.000h | 1050lm | 105lm/W | 103lm/W | N/A | E | < 19 | 45° | IP 20 | 147 mm | 45 mm | 49 mm | 147x45x49 mm | N/A | 140 x 37 mm | 190x80x85 mm | 3 | 1 | N/A | N/A | 0.001292 | 0.3 | 0.38
LINEAR 10, W | LINEAR |  |  | 20W | 3000K | 2251031 | 8585054401611 | LED2 2251031 LINEAR 10, W 20W 3000K | 3333.55 | 2755 | 4 | WHITE | 9003 | ALUMINIUM/PC | FROSTED | 220-240V/50-60Hz | 600 mA | ON/OFF | N/A | 90+ | < 3 | L80B20 50.000h | 2100lm | 105lm/W | 103lm/W | N/A | E | < 19 | 45° | IP 20 | 280 mm | 45 mm | 49 mm | 280x45x49 mm | N/A | 273 x 37 mm | 325x80x85 mm | 3 | 20 | 18585054401618 | N/A | 0.00221 | 0.55 | 0.69
LINEAR 10, W | LINEAR |  |  | 20W | 3000K | 2251031D | 8585054407453 | LED2 2251031D LINEAR 10, W DALI/PUSH DIM 20W 3000K | 4807.33 | 3973 | 4 | WHITE | 9003 | ALUMINIUM/PC | FROSTED | 220-240V/50-60Hz | 600 mA | DALI/PUSH | N/A | 90+ | < 3 | L80B20 50.000h | 2100lm | 105lm/W | 103lm/W | N/A | E | < 19 | 45° | IP 20 | 280 mm | 45 mm | 49 mm | 280x45x49 mm | N/A | 273 x 37 mm | 325x80x85 mm | 3 | 1 | N/A | N/A | 0.00221 | 0.55 | 0.69
LINEAR 10, W | LINEAR |  |  | 20W | 3000K | 2251031DT | 8585054411368 | LED2 2251031DT LINEAR 10, W TRIAC DIM 20W 3000K | 4210.8 | 3480 | 4 | WHITE | 9003 | ALUMINIUM/PC | FROSTED | 220-240V/50-60Hz | 600 mA | TRIAC | N/A | 90+ | < 3 | L80B20 50.000h | 2100lm | 105lm/W | 103lm/W | N/A | E | < 19 | 45° | IP 20 | 280 mm | 45 mm | 49 mm | 280x45x49 mm | N/A | 273 x 37 mm | 325x80x85 mm | 3 | 1 | N/A | N/A | 0.00221 | 0.55 | 0.69
LINEAR 10, W | LINEAR |  |  | 20W | 3000K | 2251031CS | 8585054417971 | LED2 2251031CS LINEAR 10, W 20W CASAMBI 3000K | 10281.37 | 8497 | 4 | WHITE | 9003 | ALUMINIUM/PC | FROSTED | 220-240V/50-60Hz | 600 mA | CASAMBI | N/A | 90+ | < 3 | L80B20 50.000h | 2100lm | 105lm/W | 103lm/W | N/A | E | < 19 | 45° | IP 20 | 280 mm | 45 mm | 49 mm | 280x45x49 mm | N/A | 273 x 37 mm | 325x80x85 mm | 3 | 1 | N/A | N/A | 0.00221 | 0.55 | 0.69
TECO 5, W | TECO |  |  | 15W | 4000K | 2312741 | 8585054412334 | LED2 2312741 TECO 5, W 15W 4000K | 3158.1 | 2610 | 4 | WHITE | 9016 | ALUMINIUM/PC | FROSTED | 220-240V/50-60Hz | 350 mA | ON/OFF | N/A | 90+ | < 3 | L80B20 50.000h | 1500lm | 100lm/W |  | N/A | E | < 19 | 75° x 75° | IP 20 | 205 mm | 55 mm | 50 mm | 205x55x50 mm | N/A | 195 x 45 mm | 250x75x90 mm | 3 | 20 | 18585054412331 | N/A | 0.001688 | 0.5 | 0.6
TECO 5, W | TECO |  |  | 15W | 4000K | 2312741D | 8585054412365 | LED2 2312741D TECO 5, W DALI/PUSH DIM 15W 4000K | 4456.43 | 3683 | 4 | WHITE | 9016 | ALUMINIUM/PC | FROSTED | 220-240V/50-60Hz | 350 mA | DALI/PUSH | N/A | 90+ | < 3 | L80B20 50.000h | 1500lm | 100lm/W |  | N/A | E | < 19 | 75° x 75° | IP 20 | 205 mm | 55 mm | 50 mm | 205x55x50 mm | N/A | 195 x 45 mm | 250x75x90 mm | 3 | 1 | N/A | N/A | 0.001688 | 0.5 | 0.6
TECO 5, W | TECO |  |  | 15W | 4000K | 2312741DT | 8585054412372 | LED2 2312741DT TECO 5, W TRIAC DIM 15W 4000K | 4035.35 | 3335 | 4 | WHITE | 9016 | ALUMINIUM/PC | FROSTED | 220-240V/50-60Hz | 350 mA | TRIAC | N/A | 90+ | < 3 | L80B20 50.000h | 1500lm | 100lm/W |  | N/A | E | < 19 | 75° x 75° | IP 20 | 205 mm | 55 mm | 50 mm | 205x55x50 mm | N/A | 195 x 45 mm | 250x75x90 mm | 3 | 1 | N/A | N/A | 0.001688 | 0.5 | 0.6
TECO 5, W | TECO |  |  | 15W | 4000K | 2312741CS | 8585054417995 | LED2 2312741CS TECO 5, W 15W CASAMBI 4000K | 9930.47 | 8207 | 4 | WHITE | 9016 | ALUMINIUM/PC | FROSTED | 220-240V/50-60Hz | 350 mA | CASAMBI | N/A | 90+ | < 3 | L80B20 50.000h | 1500lm | 100lm/W |  | N/A | E | < 19 | 75° x 75° | IP 20 | 205 mm | 55 mm | 50 mm | 205x55x50 mm | N/A | 195 x 45 mm | 250x75x90 mm | 3 | 1 | N/A | N/A | 0.001688 | 0.5 | 0.6
TECO 5, W | TECO |  |  | 15W | 4000K | 2312741ZB | 8585054418008 | LED2 2312741ZB TECO 5, W 15W ZIGBEE 4000K | 6105.66 | 5046 | 4 | WHITE | 9016 | ALUMINIUM/PC | FROSTED | 220-240V/50-60Hz | 500 mA | ZIGBEE | N/A | 90+ | < 3 | L80B20 50.000h | 1500lm | 100lm/W |  | N/A | E | < 19 | 75° x 75° | IP 20 | 205 mm | 55 mm | 50 mm | 205x55x50 mm | N/A | 195 x 45 mm | 250x75x90 mm | 3 | 1 | N/A | N/A | 0.001688 | 0.5 | 0.6
TECO 10, W | TECO |  |  | 30W | 4000K | 2312841 | 8585054412341 | LED2 2312841 TECO 10, W 30W 4000K | 4561.7 | 3770 | 4 | WHITE | 9016 | ALUMINIUM/PC | FROSTED | 220-240V/50-60Hz | 700 mA | ON/OFF | N/A | 90+ | < 3 | L80B20 50.000h | 3000lm | 100lm/W |  | N/A | E | < 19 | 75° x 75° | IP 20 | 395 mm | 55 mm | 50 mm | 395x55x50 mm | N/A | 385 x 45 mm | 440x75x90 mm | 3 | 12 | 18585054412348 | N/A | 0.00297 | 0.9 | 1
TECO 10, W | TECO |  |  | 30W | 4000K | 2312841D | 8585054412389 | LED2 2312841D TECO 10, W 30W 4000K | 5965.3 | 4930 | 4 | WHITE | 9016 | ALUMINIUM/PC | FROSTED | 220-240V/50-60Hz | 700 mA | DALI/PUSH | N/A | 90+ | < 3 | L80B20 50.000h | 3000lm | 100lm/W |  | N/A | E | < 19 | 75° x 75° | IP 20 | 395 mm | 55 mm | 50 mm | 395x55x50 mm | N/A | 385 x 45 mm | 440x75x90 mm | 3 | 1 | N/A | N/A | 0.00297 | 0.9 | 1
TECO 10, W | TECO |  |  | 30W | 4000K | 2312841DT | 8585054412396 | LED2 2312841DT TECO 10, W 30W 4000K | 5684.58 | 4698 | 4 | WHITE | 9016 | ALUMINIUM/PC | FROSTED | 220-240V/50-60Hz | 700 mA | TRIAC | N/A | 90+ | < 3 | L80B20 50.000h | 3000lm | 100lm/W |  | N/A | E | < 19 | 75° x 75° | IP 20 | 395 mm | 55 mm | 50 mm | 395x55x50 mm | N/A | 385 x 45 mm | 440x75x90 mm | 3 | 1 | N/A | N/A | 0.00297 | 0.9 | 1
TECO 10, W | TECO |  |  | 30W | 4000K | 2312841CS | 8585054418022 | LED2 2312841CS TECO 10, W 30W CASAMBI 4000K | 11439.34 | 9454 | 4 | WHITE | 9016 | ALUMINIUM/PC | FROSTED | 220-240V/50-60Hz | 700 mA | CASAMBI | N/A | 90+ | < 3 | L80B20 50.000h | 3000lm | 100lm/W |  | N/A | E | < 19 | 75° x 75° | IP 20 | 395 mm | 55 mm | 50 mm | 395x55x50 mm | N/A | 385 x 45 mm | 440x75x90 mm | 3 | 1 | N/A | N/A | 0.00297 | 0.9 | 1
TECO 10, W | TECO |  |  | 30W | 4000K | 2312841ZB | 8585054418039 | LED2 2312841ZB TECO 10, W 30W ZIGBEE 4000K | 7509.26 | 6206 | 4 | WHITE | 9016 | ALUMINIUM/PC | FROSTED | 220-240V/50-60Hz | 700 mA | ZIGBEE | N/A | 90+ | < 3 | L80B20 50.000h | 3000lm | 100lm/W |  | N/A | E | < 19 | 75° x 75° | IP 20 | 395 mm | 55 mm | 50 mm | 395x55x50 mm | N/A | 385 x 45 mm | 440x75x90 mm | 3 | 1 | N/A | N/A | 0.00297 | 0.9 | 1
TECO WW, W | TECO |  |  | 15W | 4000K | 2312941 | 8585054412358 | LED2 2312941 TECO WW, W 15W 4000K | 3719.54 | 3074 | 4 | WHITE | 9016 | ALUMINIUM/PC | FROSTED | 220-240V/50-60Hz | 500 mA | ON/OFF | N/A | 90+ | < 3 | L80B20 50.000h | 1500lm | 100lm/W |  | N/A | E | < 19 | asymetric 18° | IP 20 | 205 mm | 55 mm | 50 mm | 205x55x50 mm | N/A | 195 x 45 mm | 250x75x90 mm | 3 | 20 | 18585054412355 | N/A | 0.001688 | 0.5 | 0.6
TECO WW, W | TECO |  |  | 15W | 4000K | 2312941D | 8585054412402 | LED2 2312941D TECO WW, W 15W 4000K | 5123.14 | 4234 | 4 | WHITE | 9016 | ALUMINIUM/PC | FROSTED | 220-240V/50-60Hz | 500 mA | DALI/PUSH | N/A | 90+ | < 3 | L80B20 50.000h | 1500lm | 100lm/W |  | N/A | E | < 19 | asymetric 18° | IP 20 | 205 mm | 55 mm | 50 mm | 205x55x50 mm | N/A | 195 x 45 mm | 250x75x90 mm | 3 | 1 | N/A | N/A | 0.001688 | 0.5 | 0.6
TECO WW, W | TECO |  |  | 15W | 4000K | 2312941DT | 8585054412419 | LED2 2312941DT TECO WW, W 15W 4000K | 4842.42 | 4002 | 4 | WHITE | 9016 | ALUMINIUM/PC | FROSTED | 220-240V/50-60Hz | 500 mA | TRIAC | N/A | 90+ | < 3 | L80B20 50.000h | 1500lm | 100lm/W |  | N/A | E | < 19 | asymetric 18° | IP 20 | 205 mm | 55 mm | 50 mm | 205x55x50 mm | N/A | 195 x 45 mm | 250x75x90 mm | 3 | 1 | N/A | N/A | 0.001688 | 0.5 | 0.6
TECO WW, W | TECO |  |  | 15W | 4000K | 2312941CS | 8585054418053 | LED2 2312941CS TECO WW, W 15W CASAMBI 4000K | 10597.18 | 8758 | 4 | WHITE | 9016 | ALUMINIUM/PC | FROSTED | 220-240V/50-60Hz | 500 mA | CASAMBI | N/A | 90+ | < 3 | L80B20 50.000h | 1500lm | 100lm/W |  | N/A | E | < 19 | asymetric 18° | IP 20 | 205 mm | 55 mm | 50 mm | 205x55x50 mm | N/A | 195 x 45 mm | 250x75x90 mm | 3 | 1 | N/A | N/A | 0.001688 | 0.5 | 0.6
TECO WW, W | TECO |  |  | 15W | 4000K | 2312941ZB | 8585054418060 | LED2 2312941ZB TECO WW, W 15W ZIGBEE 4000K | 6667.1 | 5510 | 4 | WHITE | 9016 | ALUMINIUM/PC | FROSTED | 220-240V/50-60Hz | 500 mA | ZIGBEE | N/A | 90+ | < 3 | L80B20 50.000h | 1500lm | 100lm/W |  | N/A | E | < 19 | asymetric 18° | IP 20 | 205 mm | 55 mm | 50 mm | 205x55x50 mm | N/A | 195 x 45 mm | 250x75x90 mm | 3 | 1 | N/A | N/A | 0.001688 | 0.5 | 0.6
STATIC | STATIC |  |  | 7W | 3000K | 2050131 | 8585054401628 | LED2 2050131 STATIC 7W 3000K | 1298.33 | 1073 | 4 | WHITE | N/A | ALUMINIUM/PMMA | FROSTED | 220-240V/50-60Hz | 350 mA | ON/OFF | N/A | 90+ | < 3 | L80B20 50.000h | 550lm | 79lm/W | 113lm/W | N/A | F | N/A | 180° | IP 44 | d92 mm | N/A | 40 mm | d92x40 mm | N/A | 80 mm | 110x110x65 mm | 3 | 30 | 18585054401625 | N/A | 0.000787 | 0.2 | 0.26
STATIC | STATIC |  |  | 7W | 3000K | 2050131D | 8585054407460 | LED2 2050131D STATIC DALI/PUSH DIM 7W 3000K | 2561.57 | 2117 | 4 | WHITE | N/A | ALUMINIUM/PMMA | FROSTED | 220-240V/50-60Hz | 350 mA | DALI/PUSH | N/A | 90+ | < 3 | L80B20 50.000h | 550lm | 79lm/W | 113lm/W | N/A | F | N/A | 180° | IP 44 | d92 mm | N/A | 40 mm | d92x40 mm | N/A | 80 mm | 110x110x65 mm | 3 | 1 | N/A | N/A | 0.000787 | 0.2 | 0.26
STATIC | STATIC |  |  | 7W | 3000K | 2050131DT | 8585054411375 | LED2 2050131DT STATIC TRIAC DIM 7W 3000K | 1929.95 | 1595 | 4 | WHITE | N/A | ALUMINIUM/PMMA | FROSTED | 220-240V/50-60Hz | 350 mA | TRIAC | N/A | 90+ | < 3 | L80B20 50.000h | 550lm | 79lm/W | 113lm/W | N/A | F | N/A | 180° | IP 44 | d92 mm | N/A | 40 mm | d92x40 mm | N/A | 80 mm | 110x110x65 mm | 3 | 1 | N/A | N/A | 0.000787 | 0.2 | 0.26
STATIC | STATIC |  |  | 7W | 3000K | 2050131CS | 8585054418084 | LED2 2050131CS STATIC 7W CASAMBI 3000K | 8035.61 | 6641 | 4 | WHITE | N/A | ALUMINIUM/PMMA | FROSTED | 220-240V/50-60Hz | 350 mA | CASAMBI | N/A | 90+ | < 3 | L80B20 50.000h | 550lm | 79lm/W | 113lm/W | N/A | F | N/A | 180° | IP 44 | d92 mm | N/A | 40 mm | d92x40 mm | N/A | 80 mm | 110x110x65 mm | 3 | 1 | N/A | N/A | 0.000787 | 0.2 | 0.26
ZETA XS, W | ZETA |  |  | 8-10W | 3000K | 2250431 | 8585054401635 | LED2 2250431 ZETA XS, W 8-10W 3000K | 1403.6 | 1160 | 4 | WHITE | 9003 | ALUMINIUM/PMMA | PRISMATIC | 220-240V/50-60Hz | 200-350 mA | ON/OFF | N/A | 90+ | < 3 | L80B20 50.000h | 800-1000lm | 100lm/W | 140lm/W | N/A | E | < 19 | 90° | IP 44 | d103 mm | N/A | 57 mm | d103x57 mm | N/A | 90 mm | 175x110x75 mm | 3 | 50 | 18585054401632 | N/A | 0.001444 | 0.38 | 0.45
ZETA XS, W | ZETA |  |  | 10W | 3000K | 2250431D | 8585054407477 | LED2 2250431D ZETA XS, W DALI/PUSH DIM 10W 3000K | 2666.84 | 2204 | 4 | WHITE | 9003 | ALUMINIUM/PMMA | PRISMATIC | 220-240V/50-60Hz | 350 mA | DALI/PUSH | N/A | 90+ | < 3 | L80B20 50.000h | 1000lm | 100lm/W | 140lm/W | N/A | E | < 19 | 90° | IP 44 | d103 mm | N/A | 57 mm | d103x57 mm | N/A | 90 mm | 175x110x75 mm | 3 | 1 | N/A | N/A | 0.001444 | 0.38 | 0.45
ZETA XS, W | ZETA |  |  | 10W | 3000K | 2250431DT | 8585054411382 | LED2 2250431DT ZETA XS, W TRIAC DIM 10W 3000K | 2280.85 | 1885 | 4 | WHITE | 9003 | ALUMINIUM/PMMA | PRISMATIC | 220-240V/50-60Hz | 350 mA | TRIAC | N/A | 90+ | < 3 | L80B20 50.000h | 1000lm | 100lm/W | 140lm/W | N/A | E | < 19 | 90° | IP 44 | d103 mm | N/A | 57 mm | d103x57 mm | N/A | 90 mm | 175x110x75 mm | 3 | 1 | N/A | N/A | 0.001444 | 0.38 | 0.45
ZETA XS, W | ZETA |  |  | 10W | 3000K | 2250431CS | 8585054418107 | LED2 2250431CS ZETA XS, W 8-10W CASAMBI 3000K | 8140.88 | 6728 | 4 | WHITE | 9003 | ALUMINIUM/PMMA | PRISMATIC | 220-240V/50-60Hz | 350 mA | CASAMBI | N/A | 90+ | < 3 | L80B20 50.000h | 1000lm | 100lm/W | 140lm/W | N/A | E | < 19 | 90° | IP 44 | d103 mm | N/A | 57 mm | d103x57 mm | N/A | 90 mm | 175x110x75 mm | 3 | 1 | N/A | N/A | 0.001444 | 0.38 | 0.45
ZETA XS, B | ZETA |  |  | 8-10W | 3000K | 2250433 | 8585054401642 | LED2 2250433 ZETA XS, B 8-10W 3000K | 1403.6 | 1160 | 4 | BLACK | 9005 | ALUMINIUM/PMMA | PRISMATIC | 220-240V/50-60Hz | 200-350 mA | ON/OFF | N/A | 90+ | < 3 | L80B20 50.000h | 800-1000lm | 100lm/W | 140lm/W | N/A | E | < 19 | 90° | IP 44 | d103 mm | N/A | 57 mm | d103x57 mm | N/A | 90 mm | 175x110x75 mm | 3 | 50 | 18585054401649 | N/A | 0.001444 | 0.38 | 0.45
ZETA XS, B | ZETA |  |  | 10W | 3000K | 2250433D | 8585054407484 | LED2 2250433D ZETA XS, B DALI/PUSH DIM 10W 3000K | 2666.84 | 2204 | 4 | BLACK | 9005 | ALUMINIUM/PMMA | PRISMATIC | 220-240V/50-60Hz | 350 mA | DALI/PUSH | N/A | 90+ | < 3 | L80B20 50.000h | 1000lm | 100lm/W | 140lm/W | N/A | E | < 19 | 90° | IP 44 | d103 mm | N/A | 57 mm | d103x57 mm | N/A | 90 mm | 175x110x75 mm | 3 | 1 | N/A | N/A | 0.001444 | 0.38 | 0.45
ZETA XS, B | ZETA |  |  | 10W | 3000K | 2250433DT | 8585054411399 | LED2 2250433DT ZETA XS, B TRIAC DIM 10W 3000K | 2280.85 | 1885 | 4 | BLACK | 9005 | ALUMINIUM/PMMA | PRISMATIC | 220-240V/50-60Hz | 350 mA | TRIAC | N/A | 90+ | < 3 | L80B20 50.000h | 1000lm | 100lm/W | 140lm/W | N/A | E | < 19 | 90° | IP 44 | d103 mm | N/A | 57 mm | d103x57 mm | N/A | 90 mm | 175x110x75 mm | 3 | 1 | N/A | N/A | 0.001444 | 0.38 | 0.45
ZETA XS, B | ZETA |  |  | 10W | 3000K | 2250433CS | 8585054418121 | LED2 2250433CS ZETA XS, B 10W CASAMBI 3000K | 8140.88 | 6728 | 4 | BLACK | 9005 | ALUMINIUM/PMMA | PRISMATIC | 220-240V/50-60Hz | 350 mA | CASAMBI | N/A | 90+ | < 3 | L80B20 50.000h | 1000lm | 100lm/W | 140lm/W | N/A | E | < 19 | 90° | IP 44 | d103 mm | N/A | 57 mm | d103x57 mm | N/A | 90 mm | 175x110x75 mm | 3 | 1 | N/A | N/A | 0.001444 | 0.38 | 0.45
ZETA S, W | ZETA |  |  | 8-15W | 3000K | 2250531 | 8585054401659 | LED2 2250531 ZETA S, W 8-15W 3000K | 2105.4 | 1740 | 4 | WHITE | 9003 | ALUMINIUM/PMMA | PRISMATIC | 220-240V/50-60Hz | 200-350 mA | ON/OFF | N/A | 90+ | < 3 | L80B20 50.000h | 864-1620lm | 108lm/W | 140lm/W | N/A | E | < 19 | 90° | IP 44 | d136 mm | N/A | 57 mm | d136x57 mm | N/A | 120 mm | 205x145x75 mm | 3 | 30 | 18585054401656 | N/A | 0.002229 | 0.45 | 0.55
ZETA S, W | ZETA |  |  | 15W | 3000K | 2250531D | 8585054407491 | LED2 2250531D ZETA S, W DALI/PUSH DIM 15W 3000K | 3403.73 | 2813 | 4 | WHITE | 9003 | ALUMINIUM/PMMA | PRISMATIC | 220-240V/50-60Hz | 350 mA | DALI/PUSH | N/A | 90+ | < 3 | L80B20 50.000h | 1620lm | 108lm/W | 140lm/W | N/A | E | < 19 | 90° | IP 44 | d136 mm | N/A | 57 mm | d136x57 mm | N/A | 120 mm | 205x145x75 mm | 3 | 1 | N/A | N/A | 0.002229 | 0.45 | 0.55
ZETA S, W | ZETA |  |  | 15W | 3000K | 2250531DT | 8585054411405 | LED2 2250531DT ZETA S, W TRIAC DIM 15W 3000K | 2982.65 | 2465 | 4 | WHITE | 9003 | ALUMINIUM/PMMA | PRISMATIC | 220-240V/50-60Hz | 350 mA | TRIAC | N/A | 90+ | < 3 | L80B20 50.000h | 1620lm | 108lm/W | 140lm/W | N/A | E | < 19 | 90° | IP 44 | d136 mm | N/A | 57 mm | d136x57 mm | N/A | 120 mm | 205x145x75 mm | 3 | 1 | N/A | N/A | 0.002229 | 0.45 | 0.55
ZETA S, W | ZETA |  |  | 15W | 3000K | 2250531CS | 8585054418145 | LED2 2250531CS ZETA S, W 15W CASAMBI 3000K | 8877.77 | 7337 | 4 | WHITE | 9003 | ALUMINIUM/PMMA | PRISMATIC | 220-240V/50-60Hz | 350 mA | CASAMBI | N/A | 90+ | < 3 | L80B20 50.000h | 1620lm | 108lm/W | 140lm/W | N/A | E | < 19 | 90° | IP 44 | d136 mm | N/A | 57 mm | d136x57 mm | N/A | 120 mm | 205x145x75 mm | 3 | 1 | N/A | N/A | 0.002229 | 0.45 | 0.55
ZETA S, B | ZETA |  |  | 8-15W | 3000K | 2250533 | 8585054401673 | LED2 2250533 ZETA S, B 8-15W 3000K | 2105.4 | 1740 | 4 | BLACK | 9005 | ALUMINIUM/PMMA | PRISMATIC | 220-240V/50-60Hz | 200-350 mA | ON/OFF | N/A | 90+ | < 3 | L80B20 50.000h | 864-1620lm | 108lm/W | 140lm/W | N/A | E | < 19 | 90° | IP 44 | d136 mm | N/A | 57 mm | d136x57 mm | N/A | 120 mm | 205x145x75 mm | 3 | 30 | 18585054401670 | N/A | 0.002229 | 0.45 | 0.55
ZETA S, B | ZETA |  |  | 15W | 3000K | 2250533D | 8585054407514 | LED2 2250533D ZETA S, B DALI/PUSH DIM 15W 3000K | 3403.73 | 2813 | 4 | BLACK | 9005 | ALUMINIUM/PMMA | PRISMATIC | 220-240V/50-60Hz | 350 mA | DALI/PUSH | N/A | 90+ | < 3 | L80B20 50.000h | 1620lm | 108lm/W | 140lm/W | N/A | E | < 19 | 90° | IP 44 | d136 mm | N/A | 57 mm | d136x57 mm | N/A | 120 mm | 205x145x75 mm | 3 | 1 | N/A | N/A | 0.002229 | 0.45 | 0.55
ZETA S, B | ZETA |  |  | 15W | 3000K | 2250533DT | 8585054411429 | LED2 2250533DT ZETA S, B TRIAC DIM 15W 3000K | 2982.65 | 2465 | 4 | BLACK | 9005 | ALUMINIUM/PMMA | PRISMATIC | 220-240V/50-60Hz | 350 mA | TRIAC | N/A | 90+ | < 3 | L80B20 50.000h | 1620lm | 108lm/W | 140lm/W | N/A | E | < 19 | 90° | IP 44 | d136 mm | N/A | 57 mm | d136x57 mm | N/A | 120 mm | 205x145x75 mm | 3 | 1 | N/A | N/A | 0.002229 | 0.45 | 0.55
ZETA S, B | ZETA |  |  | 15W | 3000K | 2250533CS | 8585054418169 | LED2 2250533CS ZETA S, B 15W CASAMBI 3000K | 8877.77 | 7337 | 4 | BLACK | 9005 | ALUMINIUM/PMMA | PRISMATIC | 220-240V/50-60Hz | 350 mA | CASAMBI | N/A | 90+ | < 3 | L80B20 50.000h | 1620lm | 108lm/W | 140lm/W | N/A | E | < 19 | 90° | IP 44 | d136 mm | N/A | 57 mm | d136x57 mm | N/A | 120 mm | 205x145x75 mm | 3 | 1 | N/A | N/A | 0.002229 | 0.45 | 0.55
ZETA M, W | ZETA |  |  | 18-25W | 3000K | 2250631 | 8585054401697 | LED2 2250631 ZETA M, W 18-25W 3000K | 2737.02 | 2262 | 4 | WHITE | 9003 | ALUMINIUM/PMMA | PRISMATIC | 220-240V/50-60Hz | 450-600 mA | ON/OFF | N/A | 90+ | < 3 | L80B20 50.000h | 1800-2500lm | 100lm/W | 140lm/W | N/A | E | < 19 | 90° | IP 44 | d176 mm | N/A | 60 mm | d176x60 mm | N/A | 160 mm | 255x195x75 mm | 3 | 20 | 18585054401694 | N/A | 0.003729 | 0.6 | 0.7
ZETA M, W | ZETA |  |  | 25W | 3000K | 2250631D | 8585054407538 | LED2 2250631D ZETA M, W DALI/PUSH DIM 25W 3000K | 3930.08 | 3248 | 4 | WHITE | 9003 | ALUMINIUM/PMMA | PRISMATIC | 220-240V/50-60Hz | 600 mA | DALI/PUSH | N/A | 90+ | < 3 | L80B20 50.000h | 2500lm | 100lm/W | 140lm/W | N/A | E | < 19 | 90° | IP 44 | d176 mm | N/A | 60 mm | d176x60 mm | N/A | 160 mm | 255x195x75 mm | 3 | 1 | N/A | N/A | 0.003729 | 0.6 | 0.7
ZETA M, W | ZETA |  |  | 25W | 3000K | 2250631DT | 8585054411443 | LED2 2250631DT ZETA M, W TRIAC DIM 25W 3000K | 3614.27 | 2987 | 4 | WHITE | 9003 | ALUMINIUM/PMMA | PRISMATIC | 220-240V/50-60Hz | 600 mA | TRIAC | N/A | 90+ | < 3 | L80B20 50.000h | 2500lm | 100lm/W | 140lm/W | N/A | E | < 19 | 90° | IP 44 | d176 mm | N/A | 60 mm | d176x60 mm | N/A | 160 mm | 255x195x75 mm | 3 | 1 | N/A | N/A | 0.003729 | 0.6 | 0.7
ZETA M, W | ZETA |  |  | 25W | 3000K | 2250631CS | 8585054418183 | LED2 2250631CS ZETA M, W 25W CASAMBI 3000K | 9684.84 | 8004 | 4 | WHITE | 9003 | ALUMINIUM/PMMA | PRISMATIC | 220-240V/50-60Hz | 600 mA | CASAMBI | N/A | 90+ | < 3 | L80B20 50.000h | 2500lm | 100lm/W | 140lm/W | N/A | E | < 19 | 90° | IP 44 | d176 mm | N/A | 60 mm | d176x60 mm | N/A | 160 mm | 255x195x75 mm | 3 | 1 | N/A | N/A | 0.003729 | 0.6 | 0.7
ZETA M, B | ZETA |  |  | 18-25W | 3000K | 2250633 | 8585054401710 | LED2 2250633 ZETA M, B 18-25W 3000K | 2737.02 | 2262 | 4 | BLACK | 9005 | ALUMINIUM/PMMA | PRISMATIC | 220-240V/50-60Hz | 450-600 mA | ON/OFF | N/A | 90+ | < 3 | L80B20 50.000h | 1800-2500lm | 100lm/W | 140lm/W | N/A | E | < 19 | 90° | IP 44 | d176 mm | N/A | 60 mm | d176x60 mm | N/A | 160 mm | 255x195x75 mm | 3 | 20 | 18585054401717 | N/A | 0.003729 | 0.6 | 0.7
ZETA M, B | ZETA |  |  | 25W | 3000K | 2250633D | 8585054407552 | LED2 2250633D ZETA M, B DALI/PUSH DIM 20W 3000K | 3930.08 | 3248 | 4 | BLACK | 9005 | ALUMINIUM/PMMA | PRISMATIC | 220-240V/50-60Hz | 600 mA | DALI/PUSH | N/A | 90+ | < 3 | L80B20 50.000h | 2500lm | 100lm/W | 140lm/W | N/A | E | < 19 | 90° | IP 44 | d176 mm | N/A | 60 mm | d176x60 mm | N/A | 160 mm | 255x195x75 mm | 3 | 1 | N/A | N/A | 0.003729 | 0.6 | 0.7
ZETA M, B | ZETA |  |  | 25W | 3000K | 2250633DT | 8585054411467 | LED2 2250633DT ZETA M, B TRIAC DIM 20W 3000K | 3614.27 | 2987 | 4 | BLACK | 9005 | ALUMINIUM/PMMA | PRISMATIC | 220-240V/50-60Hz | 600 mA | TRIAC | N/A | 90+ | < 3 | L80B20 50.000h | 2500lm | 100lm/W | 140lm/W | N/A | E | < 19 | 90° | IP 44 | d176 mm | N/A | 60 mm | d176x60 mm | N/A | 160 mm | 255x195x75 mm | 3 | 1 | N/A | N/A | 0.003729 | 0.6 | 0.7
ZETA M, B | ZETA |  |  | 25W | 3000K | 2250633CS | 8585054418206 | LED2 2250633CS ZETA M, B 25W CASAMBI 3000K | 9684.84 | 8004 | 4 | BLACK | 9005 | ALUMINIUM/PMMA | PRISMATIC | 220-240V/50-60Hz | 600 mA | CASAMBI | N/A | 90+ | < 3 | L80B20 50.000h | 2500lm | 100lm/W | 140lm/W | N/A | E | < 19 | 90° | IP 44 | d176 mm | N/A | 60 mm | d176x60 mm | N/A | 160 mm | 255x195x75 mm | 3 | 1 | N/A | N/A | 0.003729 | 0.6 | 0.7
ZETA M, W | ZETA |  |  | 18-25W | 4000K | 2250641 | 8585054401703 | LED2 2250641 ZETA M, W 18-25W 4000K | 2737.02 | 2262 | 4 | WHITE | 9003 | ALUMINIUM/PMMA | PRISMATIC | 220-240V/50-60Hz | 450-600 mA | ON/OFF | N/A | 90+ | < 3 | L80B20 50.000h | 1800-2500lm | 100lm/W | 140lm/W | N/A | E | < 19 | 90° | IP 44 | d176 mm | N/A | 60 mm | d176x60 mm | N/A | 160 mm | 255x195x75 mm | 3 | 20 | 18585054401700 | N/A | 0.003729 | 0.6 | 0.7
ZETA M, W | ZETA |  |  | 25W | 4000K | 2250641D | 8585054407545 | LED2 2250641D ZETA M, W DALI/PUSH DIM 25W 4000K | 3930.08 | 3248 | 4 | WHITE | 9003 | ALUMINIUM/PMMA | PRISMATIC | 220-240V/50-60Hz | 600 mA | DALI/PUSH | N/A | 90+ | < 3 | L80B20 50.000h | 2500lm | 100lm/W | 140lm/W | N/A | E | < 19 | 90° | IP 44 | d176 mm | N/A | 60 mm | d176x60 mm | N/A | 160 mm | 255x195x75 mm | 3 | 1 | N/A | N/A | 0.003729 | 0.6 | 0.7
ZETA M, W | ZETA |  |  | 25W | 4000K | 2250641DT | 8585054411450 | LED2 2250641DT ZETA M, W TRIAC DIM 25W 4000K | 3614.27 | 2987 | 4 | WHITE | 9003 | ALUMINIUM/PMMA | PRISMATIC | 220-240V/50-60Hz | 600 mA | TRIAC | N/A | 90+ | < 3 | L80B20 50.000h | 2500lm | 100lm/W | 140lm/W | N/A | E | < 19 | 90° | IP 44 | d176 mm | N/A | 60 mm | d176x60 mm | N/A | 160 mm | 255x195x75 mm | 3 | 1 | N/A | N/A | 0.003729 | 0.6 | 0.7
ZETA M, W | ZETA |  |  | 25W | 4000K | 2250641CS | 8585054418220 | LED2 2250641CS ZETA M, W 25W CASAMBI 4000K | 9684.84 | 8004 | 4 | WHITE | 9003 | ALUMINIUM/PMMA | PRISMATIC | 220-240V/50-60Hz | 600 mA | CASAMBI | N/A | 90+ | < 3 | L80B20 50.000h | 2500lm | 100lm/W | 140lm/W | N/A | E | < 19 | 90° | IP 44 | d176 mm | N/A | 60 mm | d176x60 mm | N/A | 160 mm | 255x195x75 mm | 3 | 1 | N/A | N/A | 0.003729 | 0.6 | 0.7
ZETA M, B | ZETA |  |  | 18-25W | 4000K | 2250643 | 8585054408740 | LED2 2250643 ZETA M, B 18-25W 4000K | 2737.02 | 2262 | 4 | BLACK | 9005 | ALUMINIUM/PMMA | PRISMATIC | 220-240V/50-60Hz | 450-600 mA | ON/OFF | N/A | 90+ | < 3 | L80B20 50.000h | 1800-2500lm | 100lm/W | 140lm/W | N/A | E | < 19 | 90° | IP 44 | d176 mm | N/A | 60 mm | d176x60 mm | N/A | 160 mm | 255x195x75 mm | 3 | 20 | 18585054408747 | N/A | 0.003729 | 0.6 | 0.7
ZETA M, B | ZETA |  |  | 25W | 4000K | 2250643D | 8585054408757 | LED2 2250643D ZETA M, B DALI/PUSH DIM 25W 4000K | 3930.08 | 3248 | 4 | BLACK | 9005 | ALUMINIUM/PMMA | PRISMATIC | 220-240V/50-60Hz | 600 mA | DALI/PUSH | N/A | 90+ | < 3 | L80B20 50.000h | 2500lm | 100lm/W | 140lm/W | N/A | E | < 19 | 90° | IP 44 | d176 mm | N/A | 60 mm | d176x60 mm | N/A | 160 mm | 255x195x75 mm | 3 | 1 | N/A | N/A | 0.003729 | 0.6 | 0.7
ZETA M, B | ZETA |  |  | 25W | 4000K | 2250643DT | 8585054411474 | LED2 2250643DT ZETA M, B TRIAC DIM 25W 4000K | 3614.27 | 2987 | 4 | BLACK | 9005 | ALUMINIUM/PMMA | PRISMATIC | 220-240V/50-60Hz | 600 mA | TRIAC | N/A | 90+ | < 3 | L80B20 50.000h | 2500lm | 100lm/W | 140lm/W | N/A | E | < 19 | 90° | IP 44 | d176 mm | N/A | 60 mm | d176x60 mm | N/A | 160 mm | 255x195x75 mm | 3 | 1 | N/A | N/A | 0.003729 | 0.6 | 0.7
ZETA M, B | ZETA |  |  | 25W | 4000K | 2250643CS | 8585054418244 | LED2 2250643CS ZETA M, B 25W CASAMBI 4000K | 9684.84 | 8004 | 4 | BLACK | 9005 | ALUMINIUM/PMMA | PRISMATIC | 220-240V/50-60Hz | 600 mA | CASAMBI | N/A | 90+ | < 3 | L80B20 50.000h | 2500lm | 100lm/W | 140lm/W | N/A | E | < 19 | 90° | IP 44 | d176 mm | N/A | 60 mm | d176x60 mm | N/A | 160 mm | 255x195x75 mm | 3 | 1 | N/A | N/A | 0.003729 | 0.6 | 0.7
ZETA L, W | ZETA |  |  | 18-25W | 3000K | 2250731 | 8585054401727 | LED2 2250731 ZETA L, W 18-25W 3000K | 3930.08 | 3248 | 4 | WHITE | 9003 | ALUMINIUM/PMMA | PRISMATIC | 220-240V/50-60Hz | 450-600 mA | ON/OFF | N/A | 90+ | < 3 | L80B20 50.000h | 1800-2500lm | 100lm/W | 140lm/W | N/A | E | < 19 | 90° | IP 44 | d210 mm | N/A | 60 mm | d210x60 mm | N/A | 200 mm | 285x230x80 mm | 3 | 20 | 18585054401724 | N/A | 0.005244 | 1 | 1.15
ZETA L, W | ZETA |  |  | 25W | 3000K | 2250731D | 8585054407569 | LED2 2250731D ZETA L, W DALI/PUSH DIM 25W 3000K | 5403.86 | 4466 | 4 | WHITE | 9003 | ALUMINIUM/PMMA | PRISMATIC | 220-240V/50-60Hz | 600 mA | DALI/PUSH | N/A | 90+ | < 3 | L80B20 50.000h | 2500lm | 100lm/W | 140lm/W | N/A | E | < 19 | 90° | IP 44 | d210 mm | N/A | 60 mm | d210x60 mm | N/A | 200 mm | 285x230x80 mm | 3 | 1 | N/A | N/A | 0.005244 | 1 | 1.15
ZETA L, W | ZETA |  |  | 25W | 3000K | 2250731DT | 8585054411481 | LED2 2250731DT ZETA L, W TRIAC DIM 25W 3000K | 4807.33 | 3973 | 4 | WHITE | 9003 | ALUMINIUM/PMMA | PRISMATIC | 220-240V/50-60Hz | 600 mA | TRIAC | N/A | 90+ | < 3 | L80B20 50.000h | 2500lm | 100lm/W | 140lm/W | N/A | E | < 19 | 90° | IP 44 | d210 mm | N/A | 60 mm | d210x60 mm | N/A | 200 mm | 285x230x80 mm | 3 | 1 | N/A | N/A | 0.005244 | 1 | 1.15
ZETA L, W | ZETA |  |  | 25W | 3000K | 2250731CS | 8585054418268 | LED2 2250731CS ZETA L, W 25W CASAMBI 3000K | 10877.9 | 8990 | 4 | WHITE | 9003 | ALUMINIUM/PMMA | PRISMATIC | 220-240V/50-60Hz | 600 mA | CASAMBI | N/A | 90+ | < 3 | L80B20 50.000h | 2500lm | 100lm/W | 140lm/W | N/A | E | < 19 | 90° | IP 44 | d210 mm | N/A | 60 mm | d210x60 mm | N/A | 200 mm | 285x230x80 mm | 3 | 1 | N/A | N/A | 0.005244 | 1 | 1.15
ZETA L, B | ZETA |  |  | 18-25W | 3000K | 2250733 | 8585054401734 | LED2 2250733 ZETA L, B 18-25W3000K | 3930.08 | 3248 | 4 | BLACK | 9005 | ALUMINIUM/PMMA | PRISMATIC | 220-240V/50-60Hz | 450-600 mA | ON/OFF | N/A | 90+ | < 3 | L80B20 50.000h | 1800-2500lm | 100lm/W | 140lm/W | N/A | E | < 19 | 90° | IP 44 | d210 mm | N/A | 60 mm | d210x60 mm | N/A | 200 mm | 285x230x80 mm | 3 | 20 | 18585054401731 | N/A | 0.005244 | 1 | 1.15
ZETA L, B | ZETA |  |  | 25W | 3000K | 2250733D | 8585054407576 | LED2 2250733D ZETA L, B DALI/PUSH DIM 25W 3000K | 5403.86 | 4466 | 4 | BLACK | 9005 | ALUMINIUM/PMMA | PRISMATIC | 220-240V/50-60Hz | 600 mA | DALI/PUSH | N/A | 90+ | < 3 | L80B20 50.000h | 2500lm | 100lm/W | 140lm/W | N/A | E | < 19 | 90° | IP 44 | d210 mm | N/A | 60 mm | d210x60 mm | N/A | 200 mm | 285x230x80 mm | 3 | 1 | N/A | N/A | 0.005244 | 1 | 1.15
ZETA L, B | ZETA |  |  | 25W | 3000K | 2250733DT | 8585054411498 | LED2 2250733DT ZETA L, B TRIAC DIM 25W 3000K | 4807.33 | 3973 | 4 | BLACK | 9005 | ALUMINIUM/PMMA | PRISMATIC | 220-240V/50-60Hz | 600 mA | TRIAC | N/A | 90+ | < 3 | L80B20 50.000h | 2500lm | 100lm/W | 140lm/W | N/A | E | < 19 | 90° | IP 44 | d210 mm | N/A | 60 mm | d210x60 mm | N/A | 200 mm | 285x230x80 mm | 3 | 1 | N/A | N/A | 0.005244 | 1 | 1.15
ZETA L, B | ZETA |  |  | 25W | 3000K | 2250733CS | 8585054418282 | LED2 2250733CS ZETA L, B 25W CASAMBI 3000K | 10877.9 | 8990 | 4 | BLACK | 9005 | ALUMINIUM/PMMA | PRISMATIC | 220-240V/50-60Hz | 600 mA | CASAMBI | N/A | 90+ | < 3 | L80B20 50.000h | 2500lm | 100lm/W | 140lm/W | N/A | E | < 19 | 90° | IP 44 | d210 mm | N/A | 60 mm | d210x60 mm | N/A | 200 mm | 285x230x80 mm | 3 | 1 | N/A | N/A | 0.005244 | 1 | 1.15
ZETA S, W | ZETA |  |  | 8-15W | 4000K | 2250841 | 8585054401666 | LED2 2250841 ZETA S, W 8-15W 4000K | 2105.4 | 1740 | 4 | WHITE | 9003 | ALUMINIUM/PMMA | PRISMATIC | 220-240V/50-60Hz | 200-350 mA | ON/OFF | N/A | 90+ | < 3 | L80B20 50.000h | 864-1620lm | 108lm/W | 140lm/W | N/A | E | < 19 | 90° | IP 44 | d136 mm | N/A | 57 mm | d136x57 mm | N/A | 120 mm | 205x145x75 mm | 3 | 30 | 18585054401663 | N/A | 0.002229 | 0.45 | 0.55
ZETA S, W | ZETA |  |  | 15W | 4000K | 2250841D | 8585054407507 | LED2 2250841D ZETA S, W DALI/PUSH DIM 15W 4000K | 3403.73 | 2813 | 4 | WHITE | 9003 | ALUMINIUM/PMMA | PRISMATIC | 220-240V/50-60Hz | 350 mA | DALI/PUSH | N/A | 90+ | < 3 | L80B20 50.000h | 1620lm | 108lm/W | 140lm/W | N/A | E | < 19 | 90° | IP 44 | d136 mm | N/A | 57 mm | d136x57 mm | N/A | 120 mm | 205x145x75 mm | 3 | 1 | N/A | N/A | 0.002229 | 0.45 | 0.55
ZETA S, W | ZETA |  |  | 15W | 4000K | 2250841DT | 8585054411412 | LED2 2250841DT ZETA S, W TRIAC DIM 15W 4000K | 2982.65 | 2465 | 4 | WHITE | 9003 | ALUMINIUM/PMMA | PRISMATIC | 220-240V/50-60Hz | 350 mA | TRIAC | N/A | 90+ | < 3 | L80B20 50.000h | 1620lm | 108lm/W | 140lm/W | N/A | E | < 19 | 90° | IP 44 | d136 mm | N/A | 57 mm | d136x57 mm | N/A | 120 mm | 205x145x75 mm | 3 | 1 | N/A | N/A | 0.002229 | 0.45 | 0.55
ZETA S, W | ZETA |  |  | 15W | 4000K | 2250841CS | 8585054418305 | LED2 2250841CS ZETA S, W 15W CASAMBI 4000K | 8877.77 | 7337 | 4 | WHITE | 9003 | ALUMINIUM/PMMA | PRISMATIC | 220-240V/50-60Hz | 350 mA | CASAMBI | N/A | 90+ | < 3 | L80B20 50.000h | 1620lm | 108lm/W | 140lm/W | N/A | E | < 19 | 90° | IP 44 | d136 mm | N/A | 57 mm | d136x57 mm | N/A | 120 mm | 205x145x75 mm | 3 | 1 | N/A | N/A | 0.002229 | 0.45 | 0.55
ZETA S, B | ZETA |  |  | 8-15W | 4000K | 2250843 | 8585054401680 | LED2 2250843 ZETA S, B 8-15W 4000K | 2105.4 | 1740 | 4 | BLACK | 9005 | ALUMINIUM/PMMA | PRISMATIC | 220-240V/50-60Hz | 200-350 mA | ON/OFF | N/A | 90+ | < 3 | L80B20 50.000h | 864-1620lm | 108lm/W | 140lm/W | N/A | E | < 19 | 90° | IP 44 | d136 mm | N/A | 57 mm | d136x57 mm | N/A | 120 mm | 205x145x75 mm | 3 | 30 | 18585054401687 | N/A | 0.002229 | 0.45 | 0.55
ZETA S, B | ZETA |  |  | 15W | 4000K | 2250843D | 8585054407521 | LED2 2250843D ZETA S, B DALI/PUSH DIM 15W 4000K | 3403.73 | 2813 | 4 | BLACK | 9005 | ALUMINIUM/PMMA | PRISMATIC | 220-240V/50-60Hz | 350 mA | DALI/PUSH | N/A | 90+ | < 3 | L80B20 50.000h | 1620lm | 108lm/W | 140lm/W | N/A | E | < 19 | 90° | IP 44 | d136 mm | N/A | 57 mm | d136x57 mm | N/A | 120 mm | 205x145x75 mm | 3 | 1 | N/A | N/A | 0.002229 | 0.45 | 0.55
ZETA S, B | ZETA |  |  | 15W | 4000K | 2250843DT | 8585054411436 | LED2 2250843DT ZETA S, B TRIAC DIM 15W 4000K | 2982.65 | 2465 | 4 | BLACK | 9005 | ALUMINIUM/PMMA | PRISMATIC | 220-240V/50-60Hz | 350 mA | TRIAC | N/A | 90+ | < 3 | L80B20 50.000h | 1620lm | 108lm/W | 140lm/W | N/A | E | < 19 | 90° | IP 44 | d136 mm | N/A | 57 mm | d136x57 mm | N/A | 120 mm | 205x145x75 mm | 3 | 1 | N/A | N/A | 0.002229 | 0.45 | 0.55
ZETA S, B | ZETA |  |  | 15W | 4000K | 2250843CS | 8585054418329 | LED2 2250843CS ZETA S, B 15W CASAMBI 4000K | 8877.77 | 7337 | 4 | BLACK | 9005 | ALUMINIUM/PMMA | PRISMATIC | 220-240V/50-60Hz | 350 mA | CASAMBI | N/A | 90+ | < 3 | L80B20 50.000h | 1620lm | 108lm/W | 140lm/W | N/A | E | < 19 | 90° | IP 44 | d136 mm | N/A | 57 mm | d136x57 mm | N/A | 120 mm | 205x145x75 mm | 3 | 1 | N/A | N/A | 0.002229 | 0.45 | 0.55
KAPA 14, W | KAPA |  |  | 12W | 3000K/3500K/4000K | 2235251 | 8585054412969 | LED2 2235251 KAPA 14, W 12W 3000K/3500K/4000K | 1368.51 | 1131 | 4 | WHITE | 9016 | ALUMINIUM/PC | OPAL | 220-240V/50-60Hz | 320 mA | ON/OFF | N/A | 80+ | < 3 | L80B20 50.000h | 1350lm | 113lm/W |  | N/A | E | N/A | 90° | IP 54 | d145 mm | N/A | 53 mm | d145x53 mm | N/A | 120 mm | 160x160x90 mm | 2 | 30 | 18585054412966 | N/A | 0.002304 | 0.4 | 0.5
KAPA 14, W | KAPA |  |  | 12W | 3000K/3500K/4000K | 2235251D | 8585054412976 | LED2 2235251D KAPA 14, W DALI/PUSH DIM 12W 3000K/3500K/4000K | 2631.75 | 2175 | 4 | WHITE | 9016 | ALUMINIUM/PC | OPAL | 220-240V/50-60Hz | 320 mA | DALI/PUSH | N/A | 80+ | < 3 | L80B20 50.000h | 1350lm | 113lm/W |  | N/A | E | N/A | 90° | IP 54 | d145 mm | N/A | 53 mm | d145x53 mm | N/A | 120 mm | 160x160x90 mm | 2 | 1 | N/A | N/A | 0.002304 | 0.4 | 0.5
KAPA 14, W | KAPA |  |  | 12W | 3000K/3500K/4000K | 2235251DT | 8585054412983 | LED2 2235251DT KAPA 14, W TRIAC DIM 12W 3000K/3500K/4000K | 2245.76 | 1856 | 4 | WHITE | 9016 | ALUMINIUM/PC | OPAL | 220-240V/50-60Hz | 320 mA | TRIAC | N/A | 80+ | < 3 | L80B20 50.000h | 1350lm | 113lm/W |  | N/A | E | N/A | 90° | IP 54 | d145 mm | N/A | 53 mm | d145x53 mm | N/A | 120 mm | 160x160x90 mm | 2 | 1 | N/A | N/A | 0.002304 | 0.4 | 0.5
KAPA 14, W | KAPA |  |  | 12W | 3000K/3500K/4000K | 2235251CS | 8585054418343 | LED2 2235251CS KAPA 14, W 12W CASAMBI 3000K/3500K/4000K | 8105.79 | 6699 | 4 | WHITE | 9016 | ALUMINIUM/PC | OPAL | 220-240V/50-60Hz | 320 mA | CASAMBI | N/A | 80+ | < 3 | L80B20 50.000h | 1350lm | 113lm/W |  | N/A | E | N/A | 90° | IP 54 | d145 mm | N/A | 53 mm | d145x53 mm | N/A | 120 mm | 160x160x90 mm | 2 | 1 | N/A | N/A | 0.002304 | 0.4 | 0.5
KAPA 14, B | KAPA |  |  | 12W | 3000K/3500K/4000K | 2235253 | 8585054412990 | LED2 2235253 KAPA 14, B 12W 3000K/3500K/4000K | 1368.51 | 1131 | 4 | BLACK | 9005 | ALUMINIUM/PC | OPAL | 220-240V/50-60Hz | 320 mA | ON/OFF | N/A | 80+ | < 3 | L80B20 50.000h | 1350lm | 113lm/W |  | N/A | E | N/A | 90° | IP 54 | d145 mm | N/A | 53 mm | d145x53 mm | N/A | 120 mm | 160x160x90 mm | 2 | 30 | 18585054412997 | N/A | 0.002304 | 0.4 | 0.5
KAPA 14, B | KAPA |  |  | 12W | 3000K/3500K/4000K | 2235253D | 8585054413003 | LED2 2235253D KAPA 14, B DALI/PUSH DIM 12W 3000K/3500K/4000K | 2631.75 | 2175 | 4 | BLACK | 9005 | ALUMINIUM/PC | OPAL | 220-240V/50-60Hz | 320 mA | DALI/PUSH | N/A | 80+ | < 3 | L80B20 50.000h | 1350lm | 113lm/W |  | N/A | E | N/A | 90° | IP 54 | d145 mm | N/A | 53 mm | d145x53 mm | N/A | 120 mm | 160x160x90 mm | 2 | 1 | N/A | N/A | 0.002304 | 0.4 | 0.5
KAPA 14, B | KAPA |  |  | 12W | 3000K/3500K/4000K | 2235253DT | 8585054413010 | LED2 2235253DT KAPA 14, B TRIAC DIM 12W 3000K/3500K/4000K | 2245.76 | 1856 | 4 | BLACK | 9005 | ALUMINIUM/PC | OPAL | 220-240V/50-60Hz | 320 mA | TRIAC | N/A | 80+ | < 3 | L80B20 50.000h | 1350lm | 113lm/W |  | N/A | E | N/A | 90° | IP 54 | d145 mm | N/A | 53 mm | d145x53 mm | N/A | 120 mm | 160x160x90 mm | 2 | 1 | N/A | N/A | 0.002304 | 0.4 | 0.5
KAPA 14, B | KAPA |  |  | 12W | 3000K/3500K/4000K | 2235253CS | 8585054418367 | LED2 2235253CS KAPA 14, B 12W CASAMBI 3000K/3500K/4000K | 8105.79 | 6699 | 4 | BLACK | 9005 | ALUMINIUM/PC | OPAL | 220-240V/50-60Hz | 320 mA | CASAMBI | N/A | 80+ | < 3 | L80B20 50.000h | 1350lm | 113lm/W |  | N/A | E | N/A | 90° | IP 54 | d145 mm | N/A | 53 mm | d145x53 mm | N/A | 120 mm | 160x160x90 mm | 2 | 1 | N/A | N/A | 0.002304 | 0.4 | 0.5
KAPA 19, W | KAPA |  |  | 25W | 3000K/3500K/4000K | 2235351 | 8585054413027 | LED2 2235351 KAPA 19, W 25W 3000K/3500K/4000K | 1824.68 | 1508 | 4 | WHITE | 9016 | ALUMINIUM/PC | OPAL | 220-240V/50-60Hz | 600 mA | ON/OFF | N/A | 80+ | < 3 | L80B20 50.000h | 2825lm | 113lm/W |  | N/A | E | N/A | 90° | IP 54 | d190 mm | N/A | 53 mm | d190x53 mm | N/A | 160 mm | 220x220x90 mm | 2 | 20 | 18585054413024 | N/A | 0.004356 | 0.6 | 0.7
KAPA 19, W | KAPA |  |  | 25W | 3000K/3500K/4000K | 2235351D | 8585054413034 | LED2 2235351D KAPA 19, W DALI/PUSH DIM 25W 3000K/3500K/4000K | 3298.46 | 2726 | 4 | WHITE | 9016 | ALUMINIUM/PC | OPAL | 220-240V/50-60Hz | 600 mA | DALI/PUSH | N/A | 80+ | < 3 | L80B20 50.000h | 2825lm | 113lm/W |  | N/A | E | N/A | 90° | IP 54 | d190 mm | N/A | 53 mm | d190x53 mm | N/A | 160 mm | 220x220x90 mm | 2 | 1 | N/A | N/A | 0.004356 | 0.6 | 0.7
KAPA 19, W | KAPA |  |  | 25W | 3000K/3500K/4000K | 2235351DT | 8585054413041 | LED2 2235351DT KAPA 19, W TRIAC DIM 25W 3000K/3500K/4000K | 2701.93 | 2233 | 4 | WHITE | 9016 | ALUMINIUM/PC | OPAL | 220-240V/50-60Hz | 600 mA | TRIAC | N/A | 80+ | < 3 | L80B20 50.000h | 2825lm | 113lm/W |  | N/A | E | N/A | 90° | IP 54 | d190 mm | N/A | 53 mm | d190x53 mm | N/A | 160 mm | 220x220x90 mm | 2 | 1 | N/A | N/A | 0.004356 | 0.6 | 0.7
KAPA 19, W | KAPA |  |  | 25W | 3000K/3500K/4000K | 2235351CS | 8585054418381 | LED2 2235351CS KAPA 19, W 25W CASAMBI 3000K/3500K/4000K | 8772.5 | 7250 | 4 | WHITE | 9016 | ALUMINIUM/PC | OPAL | 220-240V/50-60Hz | 600 mA | CASAMBI | N/A | 80+ | < 3 | L80B20 50.000h | 2825lm | 113lm/W |  | N/A | E | N/A | 90° | IP 54 | d190 mm | N/A | 53 mm | d190x53 mm | N/A | 160 mm | 220x220x90 mm | 2 | 1 | N/A | N/A | 0.004356 | 0.6 | 0.7
KAPA 19, B | KAPA |  |  | 25W | 3000K/3500K/4000K | 2235353 | 8585054413058 | LED2 2235353 KAPA 19, B 25W 3000K/3500K/4000K | 1824.68 | 1508 | 4 | BLACK | 9005 | ALUMINIUM/PC | OPAL | 220-240V/50-60Hz | 600 mA | ON/OFF | N/A | 80+ | < 3 | L80B20 50.000h | 2825lm | 113lm/W |  | N/A | E | N/A | 90° | IP 54 | d190 mm | N/A | 53 mm | d190x53 mm | N/A | 160 mm | 220x220x90 mm | 2 | 20 | 18585054413055 | N/A | 0.004356 | 0.6 | 0.7
KAPA 19, B | KAPA |  |  | 25W | 3000K/3500K/4000K | 2235353D | 8585054413065 | LED2 2235353D KAPA 19, B DALI/PUSH DIM 25W 3000K/3500K/4000K | 3298.46 | 2726 | 4 | BLACK | 9005 | ALUMINIUM/PC | OPAL | 220-240V/50-60Hz | 600 mA | DALI/PUSH | N/A | 80+ | < 3 | L80B20 50.000h | 2825lm | 113lm/W |  | N/A | E | N/A | 90° | IP 54 | d190 mm | N/A | 53 mm | d190x53 mm | N/A | 160 mm | 220x220x90 mm | 2 | 1 | N/A | N/A | 0.004356 | 0.6 | 0.7
KAPA 19, B | KAPA |  |  | 25W | 3000K/3500K/4000K | 2235353DT | 8585054413072 | LED2 2235353DT KAPA 19, B TRIAC DIM 25W 3000K/3500K/4000K | 2701.93 | 2233 | 4 | BLACK | 9005 | ALUMINIUM/PC | OPAL | 220-240V/50-60Hz | 600 mA | TRIAC | N/A | 80+ | < 3 | L80B20 50.000h | 2825lm | 113lm/W |  | N/A | E | N/A | 90° | IP 54 | d190 mm | N/A | 53 mm | d190x53 mm | N/A | 160 mm | 220x220x90 mm | 2 | 1 | N/A | N/A | 0.004356 | 0.6 | 0.7
KAPA 19, B | KAPA |  |  | 25W | 3000K/3500K/4000K | 2235353CS | 8585054418404 | LED2 2235353CS KAPA 19, B 25W CASAMBI 3000K/3500K/4000K | 8772.5 | 7250 | 4 | BLACK | 9005 | ALUMINIUM/PC | OPAL | 220-240V/50-60Hz | 600 mA | CASAMBI | N/A | 80+ | < 3 | L80B20 50.000h | 2825lm | 113lm/W |  | N/A | E | N/A | 90° | IP 54 | d190 mm | N/A | 53 mm | d190x53 mm | N/A | 160 mm | 220x220x90 mm | 2 | 1 | N/A | N/A | 0.004356 | 0.6 | 0.7
GAMA 18, W | GAMA | NEW | YES | 15W | 3000K/3500K/4000K | E2460351 | 8585054429707 | LED2 E2460351 GAMA 18, W 15W 3000K/3500K/4000K | 1052.7 | 870 | 4 | WHITE | 9003 | ALUMINIUM/PC | OPAL | 220-240V/50-60Hz | 380 mA | ON/OFF | N/A | 80+ | < 3 | L80 B20 50.000h | 1650lm | 110lm/W | 145lm/W | N/A | E | N/A | 100° | IP54 | d176 mm | N/A | 53 mm | d176x53 mm | N/A | 150 mm | 185x185x105 mm | 3 | 12 | 18585054429704 | N/A | 0.003594 | 0.3 | 0.4
GAMA 18, W | GAMA | NEW | YES | 15W | 3000K/3500K/4000K | E2460351D | 8585054429820 | LED2 E2460351D GAMA 18, W DALI/PUSH DIM 15W 3000K/3500K/4000K | 2351.03 | 1943 | 4 | WHITE | 9003 | ALUMINIUM/PC | OPAL | 220-240V/50-60Hz | 350 mA | DALI/PUSH | N/A | 80+ | < 3 | L80 B20 50.000h | 1650lm | 110lm/W | 145lm/W | N/A | E | N/A | 100° | IP54 | d176 mm | N/A | 53 mm | d176x53 mm | N/A | 150 mm | 185x185x105 mm | 3 | 1 | N/A | N/A | 0.003594 | 0.3 | 0.4
GAMA 23, W | GAMA | NEW | YES | 21W | 3000K/3500K/4000K | E2460451 | 8585054429714 | LED2 E2460451 GAMA 23, W 21W 3000K/3500K/4000K | 1403.6 | 1160 | 4 | WHITE | 9003 | ALUMINIUM/PC | OPAL | 220-240V/50-60Hz | 520 mA | ON/OFF | N/A | 80+ | < 3 | L80 B20 50.000h | 2310lm | 110lm/W | 145lm/W | N/A | E | N/A | 100° | IP54 | d226 mm | N/A | 53 mm | d226x53 mm | N/A | 200 mm | 235x235x105 mm | 3 | 12 | 18585054429711 | N/A | 0.005799 | 0.45 | 0.55
GAMA 23, W | GAMA | NEW | YES | 21W | 3000K/3500K/4000K | E2460451D | 8585054429837 | LED2 E2460451D GAMA 23, W DALI/PUSH DIM 21W 3000K/3500K/4000K | 2877.38 | 2378 | 4 | WHITE | 9003 | ALUMINIUM/PC | OPAL | 220-240V/50-60Hz | 500 mA | DALI/PUSH | N/A | 80+ | < 3 | L80 B20 50.000h | 2310lm | 110lm/W | 145lm/W | N/A | E | N/A | 100° | IP54 | d226 mm | N/A | 53 mm | d226x53 mm | N/A | 200 mm | 235x235x105 mm | 3 | 1 | N/A | N/A | 0.005799 | 0.45 | 0.55
GAMA 18 SURFACE KIT, W | GAMA | NEW | YES | N/A | N/A | E6469601 | 8585054429721 | LED2 E6469601 GAMA 18 SURFACE KIT, W | 280.72 | 232 |  | WHITE | 9003 | PC | N/A | N/A | N/A | N/A | N/A | N/A | N/A | N/A | N/A | N/A | N/A | N/A | N/A | N/A | N/A | IP 40 | d150 mm | N/A | 75 mm | d150x75 mm | N/A | N/A | 155x155x80 mm | N/A | 36 | 18585054429728 | N/A | 0.001922 | 0.2 | 0.3
GAMA 23 SURFACE KIT, W | GAMA | NEW | YES | N/A | N/A | E6469501 | 8585054429738 | LED2 E6469501 GAMA 23 SURFACE KIT, W | 385.99 | 319 |  | WHITE | 9003 | PC | N/A | N/A | N/A | N/A | N/A | N/A | N/A | N/A | N/A | N/A | N/A | N/A | N/A | N/A | N/A | IP 40 | d200 mm | N/A | 75 mm | d200x75 mm | N/A | N/A | 200x200x82 mm | N/A | 24 | 18585054429735 | N/A | 0.00328 | 0.25 | 0.35
SLIM-R, XS | SLIM |  |  | 6W | 3000K | 2182331 | 8585054401741 | LED2 2182331 SLIM-R, XS 6W 3000K | 807.07 | 667 | 4 | WHITE | 9010 | ALUMINIUM/PMMA | OPAL | 220-240V/50-60Hz | fixed / not changeable | ON/OFF | N/A | 90+ | < 3 | L80 B20 30.000h | 480lm | 80lm/W | 80lm/W | N/A | G | N/A | 160° | IP 43 | d88 mm | N/A | 25 mm | d88x25 mm | N/A | 75 mm | 125x95x35 mm | 2 | 50 | 18585054401748 | N/A | 0.000416 | 0.13 | 0.15
SLIM-R, S | SLIM |  |  | 10W | 3000K | 2182431 | 8585054401758 | LED2 2182431 SLIM-R, S 10W 3000K | 1122.88 | 928 | 4 | WHITE | 9010 | ALUMINIUM/PMMA | OPAL | 220-240V/50-60Hz | fixed / not changeable | ON/OFF | N/A | 90+ | < 3 | L80 B20 30.000h | 800lm | 80lm/W | 90lm/W | N/A | G | N/A | 160° | IP 43 | d145 mm | N/A | 25 mm | d145x25 mm | N/A | 130 mm | 175x150x35 mm | 2 | 20 | 18585054401755 | N/A | 0.000919 | 0.28 | 0.33
SLIM-R, M | SLIM |  |  | 15W | 3000K | 2182531 | 8585054401765 | LED2 2182531 SLIM-R, M 15W 3000K | 1403.6 | 1160 | 4 | WHITE | 9010 | ALUMINIUM/PMMA | OPAL | 220-240V/50-60Hz | fixed / not changeable | ON/OFF | N/A | 90+ | < 3 | L80 B20 30.000h | 1200lm | 80lm/W | 95lm/w | N/A | G | N/A | 160° | IP 43 | d170 mm | N/A | 25 mm | d170x25 mm | N/A | 155 mm | 200x175x35 mm | 2 | 20 | 18585054401762 | N/A | 0.001225 | 0.34 | 0.4
SLIM-R, L | SLIM |  |  | 20W | 3000K | 2182631 | 8585054401772 | LED2 2182631 SLIM-R, L 20W 3000K | 1684.32 | 1392 | 4 | WHITE | 9010 | ALUMINIUM/PMMA | OPAL | 220-240V/50-60Hz | fixed / not changeable | ON/OFF | N/A | 90+ | < 3 | L80 B20 30.000h | 1600lm | 80lm/W | 100lm/W | N/A | G | N/A | 160° | IP 43 | d220 mm | N/A | 25 mm | d220x25 mm | N/A | 200 mm | 245x240x35 mm | 2 | 20 | 18585054401779 | N/A | 0.002058 | 0.6 | 0.7
SLIM-Q, XS | SLIM |  |  | 6W | 3000K | 2182731 | 8585054401789 | LED2 2182731 SLIM-Q, XS 6W 3000K | 807.07 | 667 | 4 | WHITE | 9010 | ALUMINIUM/PMMA | OPAL | 220-240V/50-60Hz | fixed / not changeable | ON/OFF | N/A | 90+ | < 3 | L80 B20 30.000h | 480lm | 80lm/W | 80lm/W | N/A | G | N/A | 160° | IP 43 | 88 mm | 88 mm | 25 mm | 88x88x25 mm | N/A | 75 x 75 mm | 125x95x35 mm | 2 | 50 | 18585054401786 | N/A | 0.000416 | 0.15 | 0.18
SLIM-Q, S | SLIM |  |  | 10W | 3000K | 2182831 | 8585054401796 | LED2 2182831 SLIM-Q, S 10W 3000K | 1122.88 | 928 | 4 | WHITE | 9010 | ALUMINIUM/PMMA | OPAL | 220-240V/50-60Hz | fixed / not changeable | ON/OFF | N/A | 90+ | < 3 | L80 B20 30.000h | 800lm | 80lm/W | 95lm/W | N/A | G | N/A | 160° | IP 43 | 145 mm | 145 mm | 25 mm | 145x145x25 mm | N/A | 130 x 130 mm | 180x150x35 mm | 2 | 20 | 18585054401793 | N/A | 0.000945 | 0.3 | 0.35
SLIM-Q, M | SLIM |  |  | 15W | 3000K | 2182931 | 8585054401802 | LED2 2182931 SLIM-Q, M 15W 3000K | 1403.6 | 1160 | 4 | WHITE | 9010 | ALUMINIUM/PMMA | OPAL | 220-240V/50-60Hz | fixed / not changeable | ON/OFF | N/A | 90+ | < 3 | L80 B20 30.000h | 1200lm | 80lm/W | 95lm/W | N/A | G | N/A | 160° | IP 43 | 170 mm | 170 mm | 25 mm | 170x170x25 mm | N/A | 155 x 155 mm | 200x175x35 mm | 2 | 20 | 18585054401809 | N/A | 0.001225 | 0.38 | 0.45
SLIM-Q, L | SLIM |  |  | 20W | 3000K | 2183031 | 8585054401819 | LED2 2183031 SLIM-Q, L 20W 3000K | 1684.32 | 1392 | 4 | WHITE | 9010 | ALUMINIUM/PMMA | OPAL | 220-240V/50-60Hz | fixed / not changeable | ON/OFF | N/A | 90+ | < 3 | L80 B20 30.000h | 1600lm | 80lm/W | 100lm/W | N/A | G | N/A | 160° | IP 43 | 220 mm | 220 mm | 25 mm | 220x220x25 mm | N/A | 200 x 200 mm | 265x230x35 mm | 2 | 20 | 18585054401816 | N/A | 0.002133 | 0.75 | 0.85
EASY-R, S | EASY |  |  | 6W | 3000K | 2190231 | 8585054401826 | LED2 2190231 EASY-R, S 6W 3000K | 526.35 | 435 | 4 | WHITE | 9016 | ABS/PMMA | OPAL | 220-240V/50-60Hz | fixed / not changeable | ON/OFF | N/A | 80+ | < 3 | L80 B20 30.000h | 540lm | 90lm/W | 125lm/W | N/A | F | N/A | 160° | IP 20 | d116 mm | N/A | 36 mm | d116x36 mm | N/A | 105 mm | 140x120x45 mm | 2 | 40 | 18585054401823 | N/A | 0.000756 | 0.1 | 0.15
EASY-R, M | EASY |  |  | 12W | 3000K | 2190331 | 8585054401833 | LED2 2190331 EASY-R, M 12W 3000K | 631.62 | 522 | 4 | WHITE | 9016 | ABS/PMMA | OPAL | 220-240V/50-60Hz | fixed / not changeable | ON/OFF | N/A | 80+ | < 3 | L80 B20 30.000h | 1080lm | 90lm/W | 125lm/W | N/A | F | N/A | 160° | IP 20 | d166 mm | N/A | 36 mm | d166x36 mm | N/A | 155 mm | 190x170x45 mm | 2 | 40 | 18585054401830 | N/A | 0.001454 | 0.18 | 0.25
EASY-R, M | EASY |  |  | 15W | 4000K | 2190341 | 8585054407804 | LED2 2190341 EASY-R, M 15W 4000K | 631.62 | 522 | 4 | WHITE | 9016 | ABS/PMMA | OPAL | 220-240V/50-60Hz | fixed / not changeable | ON/OFF | N/A | 80+ | < 3 | L80 B20 30.000h | 1500lm | 100lm/W | 125lm/W | N/A | F | N/A | 160° | IP 20 | d166 mm | N/A | 36 mm | d166x36 mm | N/A | 155 mm | 190x170x45 mm | 2 | 40 | 18585054407801 | N/A | 0.001454 | 0.18 | 0.25
EASY-R, L | EASY |  |  | 18W | 3000K | 2190431 | 8585054401840 | LED2 2190431 EASY-R, L 18W 3000K | 736.89 | 609 | 4 | WHITE | 9016 | ABS/PMMA | OPAL | 220-240V/50-60Hz | fixed / not changeable | ON/OFF | N/A | 80+ | < 3 | L80 B20 30.000h | 1620lm | 90lm/W | 125lm/W | N/A | F | N/A | 160° | IP 20 | d220 mm | N/A | 36 mm | d220x36 mm | N/A | 210 mm | 240x225x45 mm | 2 | 40 | 18585054401847 | N/A | 0.00243 | 0.25 | 0.35
EASY-R, L | EASY |  |  | 18W | 4000K | 2190441 | 8585054405183 | LED2 2190441 EASY-R, L 18W 4000K | 736.89 | 609 | 4 | WHITE | 9016 | ABS/PMMA | OPAL | 220-240V/50-60Hz | fixed / not changeable | ON/OFF | N/A | 80+ | < 4 | L80 B20 30.000h | 1800lm | 100lm/W | 125lm/W | N/A | F | N/A | 160° | IP 20 | d220 mm | N/A | 36 mm | d220x36 mm | N/A | 210 mm | 240x225x46 mm | 2 | 40 | 18585054405180 | N/A | 0.002484 | 0.25 | 0.35
WALK II R, W | WALK II |  |  | 3W | 3000K/4000K/6000K | 2390551 | 8585054413300 | LED2 2390551 WALK II R, W 3W 3000K/4000K/6000K | 877.25 | 725 | 4 | WHITE | 9003 | ALUMINIUM/GLASS | FROSTED | 220-240V/50-60Hz | fixed / not changeable | ON/OFF | N/A | 80+ | < 3 | L80 B20 30.000h | 120lm | 40lm/W | 36lm/W | N/A | G | N/A | 38° | IP 44 | d85 mm | N/A | 55 mm | d85x55 mm | N/A | 73 x 66 mm | 90x90x90 mm | 2 | 1 | N/A | N/A | 0.000729 | 0.2 | 0.3
WALK II R, B | WALK II |  |  | 3W | 3000K/4000K/6000K | 2390553 | 8585054413317 | LED2 2390553 WALK II R, B 3W 3000K/4000K/6000K | 877.25 | 725 | 4 | BLACK | 9005 | ALUMINIUM/GLASS | FROSTED | 220-240V/50-60Hz | fixed / not changeable | ON/OFF | N/A | 80+ | < 3 | L80 B20 30.000h | 120lm | 40lm/W | 36lm/W | N/A | G | N/A | 38° | IP 44 | d85 mm | N/A | 55 mm | d85x55 mm | N/A | 73 x 66 mm | 90x90x90 mm | 2 | 1 | N/A | N/A | 0.000729 | 0.2 | 0.3
WALK II Q, W | WALK II |  |  | 3W | 3000K/4000K/6000K | 2390651 | 8585054413324 | LED2 2390651 WALK II Q, W 3W 3000K/4000K/6000K | 877.25 | 725 | 4 | WHITE | 9003 | ALUMINIUM/GLASS | FROSTED | 220-240V/50-60Hz | fixed / not changeable | ON/OFF | N/A | 80+ | < 3 | L80 B20 30.000h | 120lm | 40lm/W | 36lm/W | N/A | G | N/A | 38° | IP 44 | 85 mm | 85 mm | 55 mm | 85x85x55 mm | N/A | 73 x 66 mm | 90x90x90 mm | 2 | 1 | N/A | N/A | 0.000729 | 0.2 | 0.3
WALK II Q, B | WALK II |  |  | 3W | 3000K/4000K/6000K | 2390653 | 8585054413331 | LED2 2390653 WALK II Q, B 3W 3000K/4000K/6000K | 877.25 | 725 | 4 | BLACK | 9005 | ALUMINIUM/GLASS | FROSTED | 220-240V/50-60Hz | fixed / not changeable | ON/OFF | N/A | 80+ | < 3 | L80 B20 30.000h | 120lm | 40lm/W | 36lm/W | N/A | G | N/A | 38° | IP 44 | 85 mm | 85 mm | 55 mm | 85x85x55 mm | N/A | 73 x 66 mm | 90x90x90 mm | 2 | 1 | N/A | N/A | 0.000729 | 0.2 | 0.3
WALK II QG, W | WALK II |  |  | 5W | 3000K/4000K/6000K | 2390751 | 8585054413348 | LED2 2390751 WALK II QG, W 5W 3000K/4000K/6000K | 1298.33 | 1073 | 4 | WHITE | 9003 | ALUMINIUM/GLASS | FROSTED | 220-240V/50-60Hz | fixed / not changeable | ON/OFF | N/A | 80+ | < 3 | L80 B20 30.000h | 300lm | 60lm/W | 35lm/W | N/A | G | N/A | 38° | IP 66 | 105 mm | 81 mm | 48 mm | 105x81x48 mm | N/A | 103 x 79mm | 110x80x90 mm | 2 | 50 | 18585054413345 | N/A | 0.000792 | 0.4 | 0.55
WALK II QG, B | WALK II |  |  | 5W | 3000K/4000K/6000K | 2390753 | 8585054413355 | LED2 2390753 WALK II QG, B 5W 3000K/4000K/6000K | 1298.33 | 1073 | 4 | BLACK | 9005 | ALUMINIUM/GLASS | FROSTED | 220-240V/50-60Hz | fixed / not changeable | ON/OFF | N/A | 80+ | < 3 | L80 B20 30.000h | 300lm | 60lm/W | 35lm/W | N/A | G | N/A | 38° | IP 66 | 105 mm | 81 mm | 48 mm | 105x81x48 mm | N/A | 103 x 79mm | 110x80x90 mm | 2 | 50 | 18585054413352 | N/A | 0.000792 | 0.4 | 0.55
KONO Z, B | KONO | NEW |  | 3W | 3000K | 3490633 | 8585054427673 | LED2 3490633 KONO Z, B 3W 3000K | 1824.68 | 1508 | 4 | BLACK | 9005 | ALUMINIUM/PC | TRANSPARENT | 220-240V/50-60Hz | 300 mA | ON/OFF | N/A | 90+ | < 3 | L80B20 50.000h | 180lm | 60lm/W |  | N/A | G | < 19 | 38° | IP 20 | d72 mm | N/A | 372 mm | d72x372 mm | 5000 mm | N/A |  | 1 | 18 | 18585054427670 | N/A | N/A | 0.5 | 0.6
KONO Z, B | KONO | NEW |  | 3W | 3000K | 3490633D | 8585054427680 | LED2 3490633D KONO Z, B 3W DALI/PUSH DIM 3000K | 3158.1 | 2610 | 4 | BLACK | 9005 | ALUMINIUM/PC | TRANSPARENT | 220-240V/50-60Hz | 250 mA | DALI/PUSH | N/A | 90+ | < 3 | L80B20 50.000h | 180lm | 60lm/W |  | N/A | G | < 19 | 38° | IP 20 | d72 mm | N/A | 372 mm | d72x372 mm | 5000 mm | N/A |  | 1 | 1 | N/A | N/A | N/A | 0.5 | 0.6
KONO Z, B | KONO | NEW |  | 3W | 3000K | 3490633DT | 8585054427697 | LED2 3490633DT KONO Z, B 3W TRIAC DIM 3000K | 2561.57 | 2117 | 4 | BLACK | 9005 | ALUMINIUM/PC | TRANSPARENT | 220-240V/50-60Hz | 350 mA | TRIAC | N/A | 90+ | < 3 | L80B20 50.000h | 180lm | 60lm/W |  | N/A | G | < 19 | 38° | IP 20 | d72 mm | N/A | 372 mm | d72x372 mm | 5000 mm | N/A |  | 1 | 1 | N/A | N/A | N/A | 0.5 | 0.6
OCCO Z, B | OCCO | NEW |  | 5W | 3000K | 3490733 | 8585054427703 | LED2 3490733 OCCO Z, B 5W 3000K | 2070.31 | 1711 | 4 | BLACK | 9005 | ALUMINIUM/PC | TRANSPARENT | 220-240V/50-60Hz | 300 mA | ON/OFF | N/A | 90+ | < 3 | L80B20 50.000h | 400lm | 80lm/W |  | N/A | F | N/A | 36° | IP 20 | d70 mm | N/A | N/A | d70 mm | 5000 mm | N/A |  | 1 | 18 | 18585054427700 | N/A | N/A | 0.5 | 0.6
OCCO Z, B | OCCO | NEW |  | 5W | 3000K | 3490733D | 8585054427710 | LED2 3490733D OCCO Z, B 5W DALI/PUSH DIM 3000K | 3403.73 | 2813 | 4 | BLACK | 9005 | ALUMINIUM/PC | TRANSPARENT | 220-240V/50-60Hz | 250 mA | DALI/PUSH | N/A | 90+ | < 3 | L80B20 50.000h | 400lm | 80lm/W |  | N/A | F | N/A | 36° | IP 20 | d70 mm | N/A | N/A | d70 mm | 5000 mm | N/A |  | 1 | 1 | N/A | N/A | N/A | 0.5 | 0.6
OCCO Z, B | OCCO | NEW |  | 5W | 3000K | 3490733DT | 8585054427727 | LED2 3490733DT OCCO Z, B 5W TRIAC DIM 3000K | 2807.2 | 2320 | 4 | BLACK | 9005 | ALUMINIUM/PC | TRANSPARENT | 220-240V/50-60Hz | 350 mA | TRIAC | N/A | 90+ | < 3 | L80B20 50.000h | 400lm | 80lm/W |  | N/A | F | N/A | 36° | IP 20 | d70 mm | N/A | N/A | d70 mm | 5000 mm | N/A |  | 1 | 1 | N/A | N/A | N/A | 0.5 | 0.6
MIKY SLIM 35 Z, B | MIKY SLIM | NEW |  | 3W | 3000K | 3490833 | 8585054427734 | LED2 3490833 MIKY SLIM 35 Z, B 3W 3000K | 1824.68 | 1508 | 4 | BLACK | 9005 | ALUMINIUM/PC | TRANSPARENT | 220-240V/50-60Hz | 300 mA | ON/OFF | N/A | 90+ | < 3 | L80B20 50.000h | 180lm | 60lm/W |  | N/A | G | < 19 | 38° | IP 20 | d25 mm | N/A | 350 mm | d25x350 mm | 5000 mm | N/A |  | 1 | 12 | 18585054427731 | N/A | N/A | 0.4 | 0.5
MIKY SLIM 35 Z, B | MIKY SLIM | NEW |  | 3W | 3000K | 3490833D | 8585054427741 | LED2 3490833D MIKY SLIM 35 Z, B 3W DALI/PUSH DIM 3000K | 3158.1 | 2610 | 4 | BLACK | 9005 | ALUMINIUM/PC | TRANSPARENT | 220-240V/50-60Hz | 250 mA | DALI/PUSH | N/A | 90+ | < 3 | L80B20 50.000h | 180lm | 60lm/W |  | N/A | G | < 19 | 38° | IP 20 | d25 mm | N/A | 350 mm | d25x350 mm | 5000 mm | N/A |  | 1 | 1 | N/A | N/A | N/A | 0.4 | 0.5
MIKY SLIM 35 Z, B | MIKY SLIM | NEW |  | 3W | 3000K | 3490833DT | 8585054427758 | LED2 3490833DT MIKY SLIM 35 Z, B 3W TRIAC DIM 3000K | 2561.57 | 2117 | 4 | BLACK | 9005 | ALUMINIUM/PC | TRANSPARENT | 220-240V/50-60Hz | 350 mA | TRIAC | N/A | 90+ | < 3 | L80B20 50.000h | 180lm | 60lm/W |  | N/A | G | < 19 | 38° | IP 20 | d25 mm | N/A | 350 mm | d25x350 mm | 5000 mm | N/A |  | 1 | 1 | N/A | N/A | N/A | 0.4 | 0.5
MIKY SLIM 55 Z, B | MIKY SLIM | NEW |  | 3W | 3000K | 3490933 | 8585054427765 | LED2 3490933 MIKY SLIM 55 Z, B 3W 3000K | 2070.31 | 1711 | 4 | BLACK | 9005 | ALUMINIUM/PC | TRANSPARENT | 220-240V/50-60Hz | 300 mA | ON/OFF | N/A | 90+ | < 3 | L80B20 50.000h | 180lm | 60lm/W |  | N/A | G | < 19 | 38° | IP 20 | d25 mm | N/A | 550 mm | d25x550 mm | 5000 mm | N/A |  | 1 | 12 | 18585054427762 | N/A | N/A | 0.5 | 0.6
MIKY SLIM 55 Z, B | MIKY SLIM | NEW |  | 3W | 3000K | 3490933D | 8585054427772 | LED2 3490933D MIKY SLIM 55 Z, B 3W DALI/PUSH DIM 3000K | 3403.73 | 2813 | 4 | BLACK | 9005 | ALUMINIUM/PC | TRANSPARENT | 220-240V/50-60Hz | 250 mA | DALI/PUSH | N/A | 90+ | < 3 | L80B20 50.000h | 180lm | 60lm/W |  | N/A | G | < 19 | 38° | IP 20 | d25 mm | N/A | 550 mm | d25x550 mm | 5000 mm | N/A |  | 1 | 1 | N/A | N/A | N/A | 0.5 | 0.6
MIKY SLIM 55 Z, B | MIKY SLIM | NEW |  | 3W | 3000K | 3490933DT | 8585054427789 | LED2 3490933DT MIKY SLIM 55 Z, B 3W TRIAC DIM 3000K | 2807.2 | 2320 | 4 | BLACK | 9005 | ALUMINIUM/PC | TRANSPARENT | 220-240V/50-60Hz | 350 mA | TRIAC | N/A | 90+ | < 3 | L80B20 50.000h | 180lm | 60lm/W |  | N/A | G | < 19 | 38° | IP 20 | d25 mm | N/A | 550 mm | d25x550 mm | 5000 mm | N/A |  | 1 | 1 | N/A | N/A | N/A | 0.5 | 0.6
MIKY 40 Z, B | MIKY | NEW |  | 10W | 3000K | 3091833 | 8585054428823 | LED2 3091833 MIKY 40 Z, B 10W 3000K | 2772.11 | 2291 | 4 | BLACK | 9005 | ALUMINIUM/PMMA | TRANSPARENT | 220-240V/50-60Hz | 250 mA | ON/OFF | N/A | 90+ | < 3 | L80B20 50.000h | 800lm | 80lm/W | 103lm/W | N/A | F | N/A | 36° | IP 20 | d50 mm | N/A | 400 mm | d50x400 mm | 5000 mm | N/A | 490x100x100 mm | 1 | 16 | 18585054428820 | N/A | 0.0049 | 0.85 | 1
MIKY 40 Z, B | MIKY | NEW |  | 10W | 3000K | 3091833D | 8585054428830 | LED2 3091833D MIKY 40 Z, B DALI/PUSH DIM 10W 3000K | 4105.53 | 3393 | 4 | BLACK | 9005 | ALUMINIUM/PMMA | TRANSPARENT | 220-240V/50-60Hz | 250 mA | DALI/PUSH | N/A | 90+ | < 3 | L80B20 50.000h | 800lm | 80lm/W | 103lm/W | N/A | F | N/A | 36° | IP 20 | d50 mm | N/A | 400 mm | d50x400 mm | 5000 mm | N/A | 490x100x100 mm | 1 | 1 | N/A | N/A | 0.0049 | 0.85 | 1
MIKY 40 Z, B | MIKY | NEW |  | 10W | 3000K | 3091833DT | 8585054428847 | LED2 3091833DT MIKY 40 Z, B TRIAC DIM 10W 3000K | 3544.09 | 2929 | 4 | BLACK | 9005 | ALUMINIUM/PMMA | TRANSPARENT | 220-240V/50-60Hz | 250 mA | TRIAC | N/A | 90+ | < 3 | L80B20 50.000h | 800lm | 80lm/W | 103lm/W | N/A | F | N/A | 36° | IP 20 | d50 mm | N/A | 400 mm | d50x400 mm | 5000 mm | N/A | 490x100x100 mm | 1 | 1 | N/A | N/A | 0.0049 | 0.85 | 1
LUKY Z, W | LUKY |  |  | 10-20W | 3000K | 3251431 | 8585054405886 | LED2 3251431 LUKY Z, W 10-20W 3000K | 4035.35 | 3335 | 4 | WHITE | 9003 | ALUMINIUM/PMMA | TRANSPARENT | 220-240V/50-60Hz | 250-500 mA | ON/OFF | N/A | 90+ | < 3 | L80B20 50.000h | 960-1900lm | 95lm/W | 165lm/W | N/A | E | < 19 | 60° | IP 20 | d80 mm | N/A | 192 mm | d80x192 mm | 2000 mm | N/A | 300x110x110+270x100x100 mm | 1 | 1 | N/A | N/A | 0.00633 | 1 | 1.2
LUKY Z, W | LUKY |  |  | 20W | 3000K | 3251431D | 8585054405893 | LED2 3251431D LUKY Z, W DALI/PUSH DIM 20W 3000K | 5789.85 | 4785 | 4 | WHITE | 9003 | ALUMINIUM/PMMA | TRANSPARENT | 220-240V/50-60Hz | 500 mA | DALI/PUSH | N/A | 90+ | < 3 | L80B20 50.000h | 1900lm | 95lm/W | 165lm/W | N/A | E | < 19 | 60° | IP 20 | d80 mm | N/A | 192 mm | d80x192 mm | 2000 mm | N/A | 300x110x110+270x100x100 mm | 1 | 1 | N/A | N/A | 0.00633 | 1 | 1.2
LUKY Z, W | LUKY |  |  | 15W | 3000K | 3251431DT | 8585054411504 | LED2 3251431DT LUKY Z, W TRIAC DIM 15W 3000K | 4912.6 | 4060 | 4 | WHITE | 9003 | ALUMINIUM/PMMA | TRANSPARENT | 220-240V/50-60Hz | 350 mA | TRIAC | N/A | 90+ | < 3 | L80B20 50.000h | 1330lm | 95lm/W | 165lm/W | N/A | E | < 19 | 60° | IP 20 | d80 mm | N/A | 192 mm | d80x192 mm | 2000 mm | N/A | 300x110x110+270x100x100 mm | 1 | 1 | N/A | N/A | 0.00633 | 1 | 1.2
LUKY Z, B | LUKY |  |  | 10-20W | 3000K | 3251433 | 8585054405923 | LED2 3251433 LUKY Z, B 10-20W 3000K | 4035.35 | 3335 | 4 | BLACK | 9005 | ALUMINIUM/PMMA | TRANSPARENT | 220-240V/50-60Hz | 250-500 mA | ON/OFF | N/A | 90+ | < 3 | L80B20 50.000h | 960-1900lm | 95lm/W | 165lm/W | N/A | E | < 19 | 60° | IP 20 | d80 mm | N/A | 192 mm | d80x192 mm | 2000 mm | N/A | 300x110x110+270x100x100 mm | 1 | 1 | N/A | N/A | 0.00633 | 1 | 1.2
LUKY Z, B | LUKY |  |  | 20W | 3000K | 3251433D | 8585054405930 | LED2 3251433D LUKY Z, B DALI/PUSH DIM 20W 3000K | 5789.85 | 4785 | 4 | BLACK | 9005 | ALUMINIUM/PMMA | TRANSPARENT | 220-240V/50-60Hz | 500 mA | DALI/PUSH | N/A | 90+ | < 3 | L80B20 50.000h | 1900lm | 95lm/W | 165lm/W | N/A | E | < 19 | 60° | IP 20 | d80 mm | N/A | 192 mm | d80x192 mm | 2000 mm | N/A | 300x110x110+270x100x100 mm | 1 | 1 | N/A | N/A | 0.00633 | 1 | 1.2
LUKY Z, B | LUKY |  |  | 15W | 3000K | 3251433DT | 8585054411528 | LED2 3251433DT LUKY Z, B TRIAC DIM 15W 3000K | 4912.6 | 4060 | 4 | BLACK | 9005 | ALUMINIUM/PMMA | TRANSPARENT | 220-240V/50-60Hz | 350 mA | TRIAC | N/A | 90+ | < 3 | L80B20 50.000h | 1330lm | 95lm/W | 165lm/W | N/A | E | < 19 | 60° | IP 20 | d80 mm | N/A | 192 mm | d80x192 mm | 2000 mm | N/A | 300x110x110+270x100x100 mm | 1 | 1 | N/A | N/A | 0.00633 | 1 | 1.2
LUKY Z, W | LUKY |  |  | 10-20W | 4000K | 3251441 | 8585054405909 | LED2 3251441 LUKY Z, W 10-20W 4000K | 4035.35 | 3335 | 4 | WHITE | 9003 | ALUMINIUM/PMMA | TRANSPARENT | 220-240V/50-60Hz | 250-500 mA | ON/OFF | N/A | 90+ | < 3 | L80B20 50.000h | 960-1900lm | 95lm/W | 165lm/W | N/A | E | < 19 | 60° | IP 20 | d80 mm | N/A | 192 mm | d80x192 mm | 2000 mm | N/A | 300x110x110+270x100x100 mm | 1 | 1 | N/A | N/A | 0.00633 | 1 | 1.2
LUKY Z, W | LUKY |  |  | 20W | 4000K | 3251441D | 8585054405916 | LED2 3251441D LUKY Z, W DALI/PUSH DIM 20W 4000K | 5789.85 | 4785 | 4 | WHITE | 9003 | ALUMINIUM/PMMA | TRANSPARENT | 220-240V/50-60Hz | 500 mA | DALI/PUSH | N/A | 90+ | < 3 | L80B20 50.000h | 1900lm | 95lm/W | 165lm/W | N/A | E | < 19 | 60° | IP 20 | d80 mm | N/A | 192 mm | d80x192 mm | 2000 mm | N/A | 300x110x110+270x100x100 mm | 1 | 1 | N/A | N/A | 0.00633 | 1 | 1.2
LUKY Z, W | LUKY |  |  | 15W | 4000K | 3251441DT | 8585054411511 | LED2 3251441DT LUKY Z, W TRIAC DIM 15W 4000K | 4912.6 | 4060 | 4 | WHITE | 9003 | ALUMINIUM/PMMA | TRANSPARENT | 220-240V/50-60Hz | 350 mA | TRIAC | N/A | 90+ | < 3 | L80B20 50.000h | 1330lm | 95lm/W | 165lm/W | N/A | E | < 19 | 60° | IP 20 | d80 mm | N/A | 192 mm | d80x192 mm | 2000 mm | N/A | 300x110x110+270x100x100 mm | 1 | 1 | N/A | N/A | 0.00633 | 1 | 1.2
LUKY Z, B | LUKY |  |  | 10-20W | 4000K | 3251443 | 8585054405947 | LED2 3251443 LUKY Z, B 10-20W 4000K | 4035.35 | 3335 | 4 | BLACK | 9005 | ALUMINIUM/PMMA | TRANSPARENT | 220-240V/50-60Hz | 250-500 mA | ON/OFF | N/A | 90+ | < 3 | L80B20 50.000h | 960-1900lm | 95lm/W | 165lm/W | N/A | E | < 19 | 60° | IP 20 | d80 mm | N/A | 192 mm | d80x192 mm | 2000 mm | N/A | 300x110x110+270x100x100 mm | 1 | 1 | N/A | N/A | 0.00633 | 1 | 1.2
LUKY Z, B | LUKY |  |  | 20W | 4000K | 3251443D | 8585054405954 | LED2 3251443D LUKY Z, B DALI/PUSH DIM 20W 4000K | 5789.85 | 4785 | 4 | BLACK | 9005 | ALUMINIUM/PMMA | TRANSPARENT | 220-240V/50-60Hz | 500 mA | DALI/PUSH | N/A | 90+ | < 3 | L80B20 50.000h | 1900lm | 95lm/W | 165lm/W | N/A | E | < 19 | 60° | IP 20 | d80 mm | N/A | 192 mm | d80x192 mm | 2000 mm | N/A | 300x110x110+270x100x100 mm | 1 | 1 | N/A | N/A | 0.00633 | 1 | 1.2
LUKY Z, B | LUKY |  |  | 15W | 4000K | 3251443DT | 8585054411535 | LED2 3251443DT LUKY Z, B TRIAC DIM 15W 4000K | 4912.6 | 4060 | 4 | BLACK | 9005 | ALUMINIUM/PMMA | TRANSPARENT | 220-240V/50-60Hz | 350 mA | TRIAC | N/A | 90+ | < 3 | L80B20 50.000h | 1330lm | 95lm/W | 165lm/W | N/A | E | < 19 | 60° | IP 20 | d80 mm | N/A | 192 mm | d80x192 mm | 2000 mm | N/A | 300x110x110+270x100x100 mm | 1 | 1 | N/A | N/A | 0.00633 | 1 | 1.2
LUKY reflector 15° | LUKY |  |  | N/A | N/A | 6251660 | 8585054405831 | LED2 6251660 LUKY reflector 15° | 105.27 | 87 |  | TRANSPARENT | N/A | PMMA | N/A | N/A | N/A | N/A | N/A | N/A | N/A | N/A | N/A | N/A | N/A | N/A | N/A | N/A |  | IP 20 | N/A | N/A | N/A | N/A | N/A | N/A | 80x80x30 mm | N/A | N/A | N/A | N/A | 0.000192 | 0.04 | 0.04
LUKY reflector 36° | LUKY |  |  | N/A | N/A | 6251670 | 8585054405848 | LED2 6251670 LUKY reflector 36° | 105.27 | 87 |  | TRANSPARENT | N/A | PMMA | N/A | N/A | N/A | N/A | N/A | N/A | N/A | N/A | N/A | N/A | N/A | N/A | N/A | N/A |  | IP 20 | N/A | N/A | N/A | N/A | N/A | N/A | 80x80x30 mm | N/A | N/A | N/A | N/A | 0.000192 | 0.04 | 0.04
LUKY ring, W | LUKY |  |  | N/A | N/A | 6251801 | 8585054405855 | LED2 6251801 LUKY WHITE ring | 175.45 | 145 |  | WHITE | 9003 | ALUMINIUM | N/A | N/A | N/A | N/A | N/A | N/A | N/A | N/A | N/A | N/A | N/A | N/A | N/A | N/A |  | IP 20 | N/A | N/A | N/A | N/A | N/A | N/A | 80x80x20 mm | N/A | 100 | 18585054405852 | N/A | 0.000128 | 0.06 | 0.06
LUKY ring, B | LUKY |  |  | N/A | N/A | 6251803 | 8585054405862 | LED2 6251803 LUKY BLACK ring | 175.45 | 145 |  | BLACK | 9005 | ALUMINIUM | N/A | N/A | N/A | N/A | N/A | N/A | N/A | N/A | N/A | N/A | N/A | N/A | N/A | N/A |  | IP 20 | N/A | N/A | N/A | N/A | N/A | N/A | 80x80x20 mm | N/A | 100 | 18585054405869 | N/A | 0.000128 | 0.06 | 0.06
LUKY ring, G | LUKY |  |  | N/A | N/A | 6251807 | 8585054405879 | LED2 6251807 LUKY GOLD ring | 175.45 | 145 |  | GOLD | 1036 | ALUMINIUM | N/A | N/A | N/A | N/A | N/A | N/A | N/A | N/A | N/A | N/A | N/A | N/A | N/A | N/A |  | IP 20 | N/A | N/A | N/A | N/A | N/A | N/A | 80x80x20 mm | N/A | 100 | 18585054405876 | N/A | 0.000128 | 0.06 | 0.06
LOCO Z, B | LOCO |  |  | 10W | 3000K | 3301033 | 8585054409518 | LED2 3301033 LOCO Z, B 10W 3000K | 4035.35 | 3335 | 4 | BLACK | 9005 | ALUMINIUM/PMMA | OPAL | 220-240V/50-60Hz | 250 mA | ON/OFF | N/A | 90+ | < 3 | L80B20 50.000h | 900lm | 90lm/W | 105lm/W | N/A | F | N/A | 100° | IP 20 | d100 mm | N/A | N/A | d100 mm | 2000 mm | N/A | 200x130x110 mm | 1 | 20 | 18585054409515 | N/A | 0.00286 | 0.95 | 1.1
RINGO 45 P-Z, W | RINGO |  |  | 42W | 3000K | 3110931D | 8585054401888 | LED2 3110931D RINGO 45 P-Z, W DALI/PUSH DIM 42W 3000K | 15299.24 | 12644 | 4 | WHITE | 9003 | ALUMINIUM/PMMA | OPAL | 220-240V/50-60Hz | 1200 mA | DALI/PUSH | N/A | 95+ | < 3 | L80B20 50.000h | 3340lm | 80lm/W |  | N/A | G | N/A | 160° | IP 20 | d450 mm | N/A | 60 + 32 mm | d450x60 + 32 mm | 2000 mm | N/A | 510x510x130+345x340x80 mm | 1 | 1 | N/A | N/A | 0.043197 | 4.2 | 5.1
RINGO 45 P-Z, W | RINGO |  |  | 42W | 3000K | 3110931DT | 8585054411542 | LED2 3110931DT RINGO 45 P-Z, W TRIAC DIM 42W 3000K | 13404.38 | 11078 | 4 | WHITE | 9003 | ALUMINIUM/PMMA | OPAL | 220-240V/50-60Hz | 1200 mA | TRIAC | N/A | 95+ | < 3 | L80B20 50.000h | 3340lm | 80lm/W |  | N/A | G | N/A | 160° | IP 20 | d450 mm | N/A | 60 + 32 mm | d450x60 + 32 mm | 2000 mm | N/A | 510x510x130+345x340x80 mm | 1 | 1 | N/A | N/A | 0.043197 | 4.2 | 5.1
RINGO 45 P-Z, W | RINGO |  |  | 42W | 3000K | 3110931CS | 8585054418428 | LED2 3110931CS RINGO 45 P-Z, W 42W CASAMBI 3000K | 20773.28 | 17168 | 4 | WHITE | 9003 | ALUMINIUM/PMMA | OPAL | 220-240V/50-60Hz | 1200 mA | CASAMBI | N/A | 95+ | < 3 | L80B20 50.000h | 3340lm | 80lm/W |  | N/A | G | N/A | 160° | IP 20 | d450 mm | N/A | 60 + 32 mm | d450x60 + 32 mm | 2000 mm | N/A | 510x510x130+345x340x80 mm | 1 | 1 | N/A | N/A | 0.043197 | 4.2 | 5.1
RINGO 45 P-Z, W | RINGO |  |  | 42W | 3000K | 3110931ZB | 8585054418435 | LED2 3110931ZB RINGO 45 P-Z, W 42W ZIGBEE 3000K | 18281.89 | 15109 | 4 | WHITE | 9003 | ALUMINIUM/PMMA | OPAL | 220-240V/50-60Hz | 1200 mA | ZIGBEE | N/A | 95+ | < 3 | L80B20 50.000h | 3340lm | 80lm/W |  | N/A | G | N/A | 160° | IP 20 | d450 mm | N/A | 60 + 32 mm | d450x60 + 32 mm | 2000 mm | N/A | 510x510x130+345x340x80 mm | 1 | 1 | N/A | N/A | 0.043197 | 4.2 | 5.1
RINGO 45 P-Z, B | RINGO |  |  | 42W | 3000K | 3110933D | 8585054401901 | LED2 3110933D RINGO 45 P-Z, B DALI/PUSH DIM 42W 3000K | 15299.24 | 12644 | 4 | BLACK | 9005 | ALUMINIUM/PMMA | OPAL | 220-240V/50-60Hz | 1200 mA | DALI/PUSH | N/A | 95+ | < 3 | L80B20 50.000h | 3340lm | 80lm/W |  | N/A | G | N/A | 160° | IP 20 | d450 mm | N/A | 60 + 32 mm | d450x60 + 32 mm | 2000 mm | N/A | 510x510x130+345x340x80 mm | 1 | 1 | N/A | N/A | 0.043197 | 4.2 | 5.1
RINGO 45 P-Z, B | RINGO |  |  | 42W | 3000K | 3110933DT | 8585054411559 | LED2 3110933DT RINGO 45 P-Z, B TRIAC DIM 42W 3000K | 13404.38 | 11078 | 4 | BLACK | 9005 | ALUMINIUM/PMMA | OPAL | 220-240V/50-60Hz | 1200 mA | TRIAC | N/A | 95+ | < 3 | L80B20 50.000h | 3340lm | 80lm/W |  | N/A | G | N/A | 160° | IP 20 | d450 mm | N/A | 60 + 32 mm | d450x60 + 32 mm | 2000 mm | N/A | 510x510x130+345x340x80 mm | 1 | 1 | N/A | N/A | 0.043197 | 4.2 | 5.1
RINGO 45 P-Z, B | RINGO |  |  | 42W | 3000K | 3110933CS | 8585054418459 | LED2 3110933CS RINGO 45 P-Z, B 42W CASAMBI 3000K | 20773.28 | 17168 | 4 | BLACK | 9005 | ALUMINIUM/PMMA | OPAL | 220-240V/50-60Hz | 1200 mA | CASAMBI | N/A | 95+ | < 3 | L80B20 50.000h | 3340lm | 80lm/W |  | N/A | G | N/A | 160° | IP 20 | d450 mm | N/A | 60 + 32 mm | d450x60 + 32 mm | 2000 mm | N/A | 510x510x130+345x340x80 mm | 1 | 1 | N/A | N/A | 0.043197 | 4.2 | 5.1
RINGO 45 P-Z, B | RINGO |  |  | 42W | 3000K | 3110933ZB | 8585054418466 | LED2 3110933ZB RINGO 45 P-Z, B 42W ZIGBEE 3000K | 18281.89 | 15109 | 4 | BLACK | 9005 | ALUMINIUM/PMMA | OPAL | 220-240V/50-60Hz | 1200 mA | ZIGBEE | N/A | 95+ | < 3 | L80B20 50.000h | 3340lm | 80lm/W |  | N/A | G | N/A | 160° | IP 20 | d450 mm | N/A | 60 + 32 mm | d450x60 + 32 mm | 2000 mm | N/A | 510x510x130+345x340x80 mm | 1 | 1 | N/A | N/A | 0.043197 | 4.2 | 5.1
RINGO 45 P/N-Z, W | RINGO |  |  | 42+5W | 3000K | 3111031D | 8585054401925 | LED2 3111031D RINGO 45 P/N-Z, W DALI/PUSH DIM 42+5W 3000K | 18597.7 | 15370 | 4 | WHITE | 9003 | ALUMINIUM/PMMA | OPAL | 220-240V/50-60Hz | 1200 mA | DALI/PUSH | N/A | 95+ | < 3 | L80B20 50.000h | 3930lm | 84lm/W |  | N/A | G | N/A | 160° | IP 20 | d450 mm | N/A | 60 + 32 mm | d450x60 + 32 mm | 2000 mm | N/A | 510x510x130+345x340x80 mm | 1 | 1 | N/A | N/A | 0.043197 | 4.8 | 5.8
RINGO 45 P/N-Z, W | RINGO |  |  | 42+5W | 3000K | 3111031DT | 8585054411566 | LED2 3111031DT RINGO 45 P/N-Z, W TRIAC DIM 42+5W 3000K | 17720.45 | 14645 | 4 | WHITE | 9003 | ALUMINIUM/PMMA | OPAL | 220-240V/50-60Hz | 1200 mA | TRIAC | N/A | 95+ | < 3 | L80B20 50.000h | 3930lm | 84lm/W |  | N/A | G | N/A | 160° | IP 20 | d450 mm | N/A | 60 + 32 mm | d450x60 + 32 mm | 2000 mm | N/A | 510x510x130+345x340x80 mm | 1 | 1 | N/A | N/A | 0.043197 | 4.8 | 5.8
RINGO 45 P/N-Z, W | RINGO |  |  | 42+5W | 3000K | 3111031CS | 8585054418480 | LED2 3111031CS RINGO 45 P/N-Z, W 42+5W CASAMBI 3000K | 24071.74 | 19894 | 4 | WHITE | 9003 | ALUMINIUM/PMMA | OPAL | 220-240V/50-60Hz | 1200 mA | CASAMBI | N/A | 95+ | < 3 | L80B20 50.000h | 3930lm | 84lm/W |  | N/A | G | N/A | 160° | IP 20 | d450 mm | N/A | 60 + 32 mm | d450x60 + 32 mm | 2000 mm | N/A | 510x510x130+345x340x80 mm | 1 | 1 | N/A | N/A | 0.043197 | 4.8 | 5.8
RINGO 45 P/N-Z, W | RINGO |  |  | 42+5W | 3000K | 3111031ZB | 8585054418497 | LED2 3111031ZB RINGO 45 P/N-Z, W 42+5W ZIGBEE 3000K | 21580.35 | 17835 | 4 | WHITE | 9003 | ALUMINIUM/PMMA | OPAL | 220-240V/50-60Hz | 1200 mA | ZIGBEE | N/A | 95+ | < 3 | L80B20 50.000h | 3930lm | 84lm/W |  | N/A | G | N/A | 160° | IP 20 | d450 mm | N/A | 60 + 32 mm | d450x60 + 32 mm | 2000 mm | N/A | 510x510x130+345x340x80 mm | 1 | 1 | N/A | N/A | 0.043197 | 4.8 | 5.8
RINGO 45 P/N-Z, B | RINGO |  |  | 42+5W | 3000K | 3111033D | 8585054401949 | LED2 3111033D RINGO 45 P/N-Z, B DALI/PUSH DIM 42+5W 3000K | 18597.7 | 15370 | 4 | BLACK | 9005 | ALUMINIUM/PMMA | OPAL | 220-240V/50-60Hz | 1200 mA | DALI/PUSH | N/A | 95+ | < 3 | L80B20 50.000h | 3930lm | 84lm/W |  | N/A | G | N/A | 160° | IP 20 | d450 mm | N/A | 60 + 32 mm | d450x60 + 32 mm | 2000 mm | N/A | 510x510x130+345x340x80 mm | 1 | 1 | N/A | N/A | 0.043197 | 4.8 | 5.8
RINGO 45 P/N-Z, B | RINGO |  |  | 42+5W | 3000K | 3111033DT | 8585054411573 | LED2 3111033DT RINGO 45 P/N-Z, B TRIAC DIM 42+5W 3000K | 17720.45 | 14645 | 4 | BLACK | 9005 | ALUMINIUM/PMMA | OPAL | 220-240V/50-60Hz | 1200 mA | TRIAC | N/A | 95+ | < 3 | L80B20 50.000h | 3930lm | 84lm/W |  | N/A | G | N/A | 160° | IP 20 | d450 mm | N/A | 60 + 32 mm | d450x60 + 32 mm | 2000 mm | N/A | 510x510x130+345x340x80 mm | 1 | 1 | N/A | N/A | 0.043197 | 4.8 | 5.8
RINGO 45 P/N-Z, B | RINGO |  |  | 42+5W | 3000K | 3111033CS | 8585054418510 | LED2 3111033CS RINGO 45 P/N-Z, B 42+5W CASAMBI 3000K | 24071.74 | 19894 | 4 | BLACK | 9005 | ALUMINIUM/PMMA | OPAL | 220-240V/50-60Hz | 1200 mA | CASAMBI | N/A | 95+ | < 3 | L80B20 50.000h | 3930lm | 84lm/W |  | N/A | G | N/A | 160° | IP 20 | d450 mm | N/A | 60 + 32 mm | d450x60 + 32 mm | 2000 mm | N/A | 510x510x130+345x340x80 mm | 1 | 1 | N/A | N/A | 0.043197 | 4.8 | 5.8
RINGO 45 P/N-Z, B | RINGO |  |  | 42+5W | 3000K | 3111033ZB | 8585054418527 | LED2 3111033ZB RINGO 45 P/N-Z, B 42+5W ZIGBEE 3000K | 21580.35 | 17835 | 4 | BLACK | 9005 | ALUMINIUM/PMMA | OPAL | 220-240V/50-60Hz | 1200 mA | ZIGBEE | N/A | 95+ | < 3 | L80B20 50.000h | 3930lm | 84lm/W |  | N/A | G | N/A | 160° | IP 20 | d450 mm | N/A | 60 + 32 mm | d450x60 + 32 mm | 2000 mm | N/A | 510x510x130+345x340x80 mm | 1 | 1 | N/A | N/A | 0.043197 | 4.8 | 5.8
RINGO 60 P-Z, W | RINGO |  |  | 54W | 3000K | 3111131D | 8585054401963 | LED2 3111131D RINGO 60 P-Z, W DALI/PUSH DIM 54W 3000K | 20527.65 | 16965 | 7.5 | WHITE | 9003 | ALUMINIUM/PMMA | OPAL | 220-240V/50-60Hz | 1200 mA | DALI/PUSH | N/A | 95+ | < 3 | L80B20 50.000h | 4580lm | 85lm/W |  | N/A | G | N/A | 160° | IP 20 | d600 mm | N/A | 60 + 32 mm | d600x60 + 32 mm | 2000 mm | N/A | 670x670x130+345x340x80 mm | 1 | 1 | N/A | N/A | 0.067741 | 6.7 | 7.5
RINGO 60 P-Z, W | RINGO |  |  | 54W | 3000K | 3111131DT | 8585054411580 | LED2 3111131DT RINGO 60 P-Z, W TRIAC DIM 54W 3000K | 17018.65 | 14065 | 7.5 | WHITE | 9003 | ALUMINIUM/PMMA | OPAL | 220-240V/50-60Hz | 1200 mA | TRIAC | N/A | 95+ | < 3 | L80B20 50.000h | 4580lm | 85lm/W |  | N/A | G | N/A | 160° | IP 20 | d600 mm | N/A | 60 + 32 mm | d600x60 + 32 mm | 2000 mm | N/A | 670x670x130+345x340x80 mm | 1 | 1 | N/A | N/A | 0.067741 | 6.7 | 7.5
RINGO 60 P-Z, W | RINGO |  |  | 54W | 3000K | 3111131CS | 8585054418541 | LED2 3111131CS RINGO 60 P-Z, W 54W CASAMBI 3000K | 26001.69 | 21489 | 7.5 | WHITE | 9003 | ALUMINIUM/PMMA | OPAL | 220-240V/50-60Hz | 1200 mA | CASAMBI | N/A | 95+ | < 3 | L80B20 50.000h | 4580lm | 85lm/W |  | N/A | G | N/A | 160° | IP 20 | d600 mm | N/A | 60 + 32 mm | d600x60 + 32 mm | 2000 mm | N/A | 670x670x130+345x340x80 mm | 1 | 1 | N/A | N/A | 0.067741 | 6.7 | 7.5
RINGO 60 P-Z, W | RINGO |  |  | 54W | 3000K | 3111131ZB | 8585054418558 | LED2 3111131ZB RINGO 60 P-Z, W 54W ZIGBEE 3000K | 23510.3 | 19430 | 7.5 | WHITE | 9003 | ALUMINIUM/PMMA | OPAL | 220-240V/50-60Hz | 1200 mA | ZIGBEE | N/A | 95+ | < 3 | L80B20 50.000h | 4580lm | 85lm/W |  | N/A | G | N/A | 160° | IP 20 | d600 mm | N/A | 60 + 32 mm | d600x60 + 32 mm | 2000 mm | N/A | 670x670x130+345x340x80 mm | 1 | 1 | N/A | N/A | 0.067741 | 6.7 | 7.5
RINGO 60 P-Z, B | RINGO |  |  | 54W | 3000K | 3111133D | 8585054401987 | LED2 3111133D RINGO 60 P-Z, B DALI/PUSH DIM 54W 3000K | 20527.65 | 16965 | 7.5 | BLACK | 9005 | ALUMINIUM/PMMA | OPAL | 220-240V/50-60Hz | 1200 mA | DALI/PUSH | N/A | 95+ | < 3 | L80B20 50.000h | 4580lm | 85lm/W |  | N/A | G | N/A | 160° | IP 20 | d600 mm | N/A | 60 + 32 mm | d600x60 + 32 mm | 2000 mm | N/A | 670x670x130+345x340x80 mm | 1 | 1 | N/A | N/A | 0.067741 | 6.7 | 7.5
RINGO 60 P-Z, B | RINGO |  |  | 54W | 3000K | 3111133DT | 8585054411597 | LED2 3111133DT RINGO 60 P-Z, B TRIAC DIM 54W 3000K | 17018.65 | 14065 | 7.5 | BLACK | 9005 | ALUMINIUM/PMMA | OPAL | 220-240V/50-60Hz | 1200 mA | TRIAC | N/A | 95+ | < 3 | L80B20 50.000h | 4580lm | 85lm/W |  | N/A | G | N/A | 160° | IP 20 | d600 mm | N/A | 60 + 32 mm | d600x60 + 32 mm | 2000 mm | N/A | 670x670x130+345x340x80 mm | 1 | 1 | N/A | N/A | 0.067741 | 6.7 | 7.5
RINGO 60 P-Z, B | RINGO |  |  | 54W | 3000K | 3111133CS | 8585054418572 | LED2 3111133CS RINGO 60 P-Z, B 54W CASAMBI 3000K | 26001.69 | 21489 | 7.5 | BLACK | 9005 | ALUMINIUM/PMMA | OPAL | 220-240V/50-60Hz | 1200 mA | CASAMBI | N/A | 95+ | < 3 | L80B20 50.000h | 4580lm | 85lm/W |  | N/A | G | N/A | 160° | IP 20 | d600 mm | N/A | 60 + 32 mm | d600x60 + 32 mm | 2000 mm | N/A | 670x670x130+345x340x80 mm | 1 | 1 | N/A | N/A | 0.067741 | 6.7 | 7.5
RINGO 60 P-Z, B | RINGO |  |  | 54W | 3000K | 3111133ZB | 8585054418589 | LED2 3111133ZB RINGO 60 P-Z, B 54W ZIGBEE 3000K | 23510.3 | 19430 | 7.5 | BLACK | 9005 | ALUMINIUM/PMMA | OPAL | 220-240V/50-60Hz | 1200 mA | ZIGBEE | N/A | 95+ | < 3 | L80B20 50.000h | 4580lm | 85lm/W |  | N/A | G | N/A | 160° | IP 20 | d600 mm | N/A | 60 + 32 mm | d600x60 + 32 mm | 2000 mm | N/A | 670x670x130+345x340x80 mm | 1 | 1 | N/A | N/A | 0.067741 | 6.7 | 7.5
RINGO 60 P/N-Z, W | RINGO |  |  | 54+6W | 3000K | 3111231D | 8585054402007 | LED2 3111231D RINGO 60 P/N-Z, W DALI/PUSH DIM 54+6W 3000K | 24913.9 | 20590 | 7.5 | WHITE | 9003 | ALUMINIUM/PMMA | OPAL | 220-240V/50-60Hz | 1200 mA | DALI/PUSH | N/A | 95+ | < 3 | L80B20 50.000h | 4940lm | 82lm/W |  | N/A | G | N/A | 160° | IP 20 | d600 mm | N/A | 60 + 32 mm | d600x60 + 32 mm | 2000 mm | N/A | 670x670x130+345x340x80 mm | 1 | 1 | N/A | N/A | 0.067741 | 7.1 | 7.95
RINGO 60 P/N-Z, W | RINGO |  |  | 54+6W | 3000K | 3111231DT | 8585054411603 | LED2 3111231DT RINGO 60 P/N-Z, W TRIAC DIM 54+6W 3000K | 22773.41 | 18821 | 7.5 | WHITE | 9003 | ALUMINIUM/PMMA | OPAL | 220-240V/50-60Hz | 1200 mA | TRIAC | N/A | 95+ | < 3 | L80B20 50.000h | 4940lm | 82lm/W |  | N/A | G | N/A | 160° | IP 20 | d600 mm | N/A | 60 + 32 mm | d600x60 + 32 mm | 2000 mm | N/A | 670x670x130+345x340x80 mm | 1 | 1 | N/A | N/A | 0.067741 | 7.1 | 7.95
RINGO 60 P/N-Z, W | RINGO |  |  | 54+6W | 3000K | 3111231CS | 8585054418602 | LED2 3111231CS RINGO 60 P/N-Z, W 54+6W CASAMBI 3000K | 30387.94 | 25114 | 7.5 | WHITE | 9003 | ALUMINIUM/PMMA | OPAL | 220-240V/50-60Hz | 1200 mA | CASAMBI | N/A | 95+ | < 3 | L80B20 50.000h | 4940lm | 82lm/W |  | N/A | G | N/A | 160° | IP 20 | d600 mm | N/A | 60 + 32 mm | d600x60 + 32 mm | 2000 mm | N/A | 670x670x130+345x340x80 mm | 1 | 1 | N/A | N/A | 0.067741 | 7.1 | 7.95
RINGO 60 P/N-Z, W | RINGO |  |  | 54+6W | 3000K | 3111231ZB | 8585054418619 | LED2 3111231ZB RINGO 60 P/N-Z, W 54+6W ZIGBEE 3000K | 27896.55 | 23055 | 7.5 | WHITE | 9003 | ALUMINIUM/PMMA | OPAL | 220-240V/50-60Hz | 1200 mA | ZIGBEE | N/A | 95+ | < 3 | L80B20 50.000h | 4940lm | 82lm/W |  | N/A | G | N/A | 160° | IP 20 | d600 mm | N/A | 60 + 32 mm | d600x60 + 32 mm | 2000 mm | N/A | 670x670x130+345x340x80 mm | 1 | 1 | N/A | N/A | 0.067741 | 7.1 | 7.95
RINGO 60 P/N-Z, B | RINGO |  |  | 54+6W | 3000K | 3111233D | 8585054402021 | LED2 3111233D RINGO 60 P/N-Z, B DALI/PUSH DIM 54+6W 3000K | 24913.9 | 20590 | 7.5 | BLACK | 9005 | ALUMINIUM/PMMA | OPAL | 220-240V/50-60Hz | 1200 mA | DALI/PUSH | N/A | 95+ | < 3 | L80B20 50.000h | 4940lm | 82lm/W |  | N/A | G | N/A | 160° | IP 20 | d600 mm | N/A | 60 + 32 mm | d600x60 + 32 mm | 2000 mm | N/A | 670x670x130+345x340x80 mm | 1 | 1 | N/A | N/A | 0.067741 | 7.1 | 7.95
RINGO 60 P/N-Z, B | RINGO |  |  | 54+6W | 3000K | 3111233DT | 8585054411610 | LED2 3111233DT RINGO 60 P/N-Z, B TRIAC DIM 54+6W 3000K | 22773.41 | 18821 | 7.5 | BLACK | 9005 | ALUMINIUM/PMMA | OPAL | 220-240V/50-60Hz | 1200 mA | TRIAC | N/A | 95+ | < 3 | L80B20 50.000h | 4940lm | 82lm/W |  | N/A | G | N/A | 160° | IP 20 | d600 mm | N/A | 60 + 32 mm | d600x60 + 32 mm | 2000 mm | N/A | 670x670x130+345x340x80 mm | 1 | 1 | N/A | N/A | 0.067741 | 7.1 | 7.95
RINGO 60 P/N-Z, B | RINGO |  |  | 54+6W | 3000K | 3111233CS | 8585054418633 | LED2 3111233CS RINGO 60 P/N-Z, B 54+6W CASAMBI 3000K | 30387.94 | 25114 | 7.5 | BLACK | 9005 | ALUMINIUM/PMMA | OPAL | 220-240V/50-60Hz | 1200 mA | CASAMBI | N/A | 95+ | < 3 | L80B20 50.000h | 4940lm | 82lm/W |  | N/A | G | N/A | 160° | IP 20 | d600 mm | N/A | 60 + 32 mm | d600x60 + 32 mm | 2000 mm | N/A | 670x670x130+345x340x80 mm | 1 | 1 | N/A | N/A | 0.067741 | 7.1 | 7.95
RINGO 60 P/N-Z, B | RINGO |  |  | 54+6W | 3000K | 3111233ZB | 8585054418640 | LED2 3111233ZB RINGO 60 P/N-Z, B 54+6W ZIGBEE 3000K | 27896.55 | 23055 | 7.5 | BLACK | 9005 | ALUMINIUM/PMMA | OPAL | 220-240V/50-60Hz | 1200 mA | ZIGBEE | N/A | 95+ | < 3 | L80B20 50.000h | 4940lm | 82lm/W |  | N/A | G | N/A | 160° | IP 20 | d600 mm | N/A | 60 + 32 mm | d600x60 + 32 mm | 2000 mm | N/A | 670x670x130+345x340x80 mm | 1 | 1 | N/A | N/A | 0.067741 | 7.1 | 7.95
RINGO 80 P/N-Z, W | RINGO |  |  | 70+6W | 3000K | 3111431D | 8585054402038 | LED2 3111431D RINGO 80 P/N-Z, W DALI/PUSH DIM 70+6W 3000K | 36774.32 | 30392 | 7.5 | WHITE | 9003 | ALUMINIUM/PMMA | OPAL | 220-240V/50-60Hz | 2x 1050 mA | DALI/PUSH | N/A | 95+ | < 3 | L80B20 50.000h | 6300lm | 83lm/W |  | N/A | G | N/A | 160° | IP 20 | d800 mm | N/A | 60 + 32 mm | d800x60 + 32 mm | 2000 mm | N/A | 880x880x150+345x340x80 mm | 1 | 1 | N/A | N/A | 0.12554 | 10.5 | 12.8
RINGO 80 P/N-Z, W | RINGO |  |  | 70+6W | 3000K | 3111431DT | 8585054411627 | LED2 3111431DT RINGO 80 P/N-Z, W TRIAC DIM 70+6W 3000K | 39230.62 | 32422 | 7.5 | WHITE | 9003 | ALUMINIUM/PMMA | OPAL | 220-240V/50-60Hz | 2x 1050 mA | TRIAC | N/A | 95+ | < 3 | L80B20 50.000h | 6300lm | 83lm/W |  | N/A | G | N/A | 160° | IP 20 | d800 mm | N/A | 60 + 32 mm | d800x60 + 32 mm | 2000 mm | N/A | 880x880x150+345x340x80 mm | 1 | 1 | N/A | N/A | 0.12554 | 10.5 | 12.8
RINGO 80 P/N-Z, W | RINGO |  |  | 70+6W | 3000K | 3111431CS | 8585054418664 | LED2 3111431CS RINGO 80 P/N-Z, W 70+6W CASAMBI 3000K | 42248.36 | 34916 | 7.5 | WHITE | 9003 | ALUMINIUM/PMMA | OPAL | 220-240V/50-60Hz | 2100 mA | CASAMBI | N/A | 95+ | < 3 | L80B20 50.000h | 6300lm | 83lm/W |  | N/A | G | N/A | 160° | IP 20 | d800 mm | N/A | 60 + 32 mm | d800x60 + 32 mm | 2000 mm | N/A | 880x880x150+345x340x80 mm | 1 | 1 | N/A | N/A | 0.12554 | 10.5 | 12.8
RINGO 80 P/N-Z, W | RINGO |  |  | 70+6W | 3000K | 3111431ZB | 8585054418671 | LED2 3111431ZB RINGO 80 P/N-Z, W 70+6W ZIGBEE 3000K | 39756.97 | 32857 | 7.5 | WHITE | 9003 | ALUMINIUM/PMMA | OPAL | 220-240V/50-60Hz | 2100 mA | ZIGBEE | N/A | 95+ | < 3 | L80B20 50.000h | 6300lm | 83lm/W |  | N/A | G | N/A | 160° | IP 20 | d800 mm | N/A | 60 + 32 mm | d800x60 + 32 mm | 2000 mm | N/A | 880x880x150+345x340x80 mm | 1 | 1 | N/A | N/A | 0.12554 | 10.5 | 12.8
RINGO 80 P/N-Z, B | RINGO |  |  | 70+6W | 3000K | 3111433D | 8585054402045 | LED2 3111433D RINGO 80 P/N-Z B DALI/PUSH DIM 70+6W 3000K | 36774.32 | 30392 | 7.5 | BLACK | 9005 | ALUMINIUM/PMMA | OPAL | 220-240V/50-60Hz | 2x 1050 mA | DALI/PUSH | N/A | 95+ | < 3 | L80B20 50.000h | 6300lm | 83lm/W |  | N/A | G | N/A | 160° | IP 20 | d800 mm | N/A | 60 + 32 mm | d800x60 + 32 mm | 2000 mm | N/A | 880x880x150+345x340x80 mm | 1 | 1 | N/A | N/A | 0.12554 | 10.5 | 12.8
RINGO 80 P/N-Z, B | RINGO |  |  | 70+6W | 3000K | 3111433DT | 8585054411634 | LED2 3111433DT RINGO 80 P/N-Z B TRIAC DIM, 70+6W 3000K | 39230.62 | 32422 | 7.5 | BLACK | 9005 | ALUMINIUM/PMMA | OPAL | 220-240V/50-60Hz | 2x 1050 mA | TRIAC | N/A | 95+ | < 3 | L80B20 50.000h | 6300lm | 83lm/W |  | N/A | G | N/A | 160° | IP 20 | d800 mm | N/A | 60 + 32 mm | d800x60 + 32 mm | 2000 mm | N/A | 880x880x150+345x340x80 mm | 1 | 1 | N/A | N/A | 0.12554 | 10.5 | 12.8
RINGO 80 P/N-Z, B | RINGO |  |  | 70+6W | 3000K | 3111433CS | 8585054418695 | LED2 3111433CS RINGO 80 P/N-Z, B 70+6W CASAMBI 3000K | 42248.36 | 34916 | 7.5 | BLACK | 9005 | ALUMINIUM/PMMA | OPAL | 220-240V/50-60Hz | 2100 mA | CASAMBI | N/A | 95+ | < 3 | L80B20 50.000h | 6300lm | 83lm/W |  | N/A | G | N/A | 160° | IP 20 | d800 mm | N/A | 60 + 32 mm | d800x60 + 32 mm | 2000 mm | N/A | 880x880x150+345x340x80 mm | 1 | 1 | N/A | N/A | 0.12554 | 10.5 | 12.8
RINGO 80 P/N-Z, B | RINGO |  |  | 70+6W | 3000K | 3111433ZB | 8585054418701 | LED2 3111433ZB RINGO 80 P/N-Z, B 70+6W ZIGBEE 3000K | 39756.97 | 32857 | 7.5 | BLACK | 9005 | ALUMINIUM/PMMA | OPAL | 220-240V/50-60Hz | 2100 mA | ZIGBEE | N/A | 95+ | < 3 | L80B20 50.000h | 6300lm | 83lm/W |  | N/A | G | N/A | 160° | IP 20 | d800 mm | N/A | 60 + 32 mm | d800x60 + 32 mm | 2000 mm | N/A | 880x880x150+345x340x80 mm | 1 | 1 | N/A | N/A | 0.12554 | 10.5 | 12.8
RINGO II 40 P/N-Z, W | RINGO II | NEW |  | 32+8W | 3000K/4000K | 3275551 | 8585054433339 | LED2 3275551 RINGO II 40 P/N-Z, W 32+8W 3000K/4000K | 6561.83 | 5423 | 4 | WHITE | 9003 | ALUMINIUM/PC | OPAL | 220-240V/50-60Hz | 750 + 200 mA | ON/OFF | N/A | 90+ | < 3 | L80B20 50.000h | 3000lm | 75lm/W | 130lm/W | N/A | F | N/A | 160° | IP 20 | d400 mm | N/A | 60 + 30 mm | d400x60 + 30 mm | 2500 mm | N/A | 435x435x125+270x270x100 mm | 2 | 1 | N/A | N/A | 0.030943 | 3.3 | 4.7
RINGO II 40 P/N-Z, W | RINGO II | NEW |  | 32+8W | 3000K/4000K | 3275551D | 8585054433346 | LED2 3275551D RINGO II 40 P/N-Z, W DALI/PUSH DIM 32+8W 3000K/4000K | 9298.85 | 7685 | 4 | WHITE | 9003 | ALUMINIUM/PC | OPAL | 220-240V/50-60Hz | 750 + 200 mA | DALI/PUSH | N/A | 90+ | < 3 | L80B20 50.000h | 3000lm | 75lm/W | 130lm/W | N/A | F | N/A | 160° | IP 20 | d400 mm | N/A | 60 + 30 mm | d400x60 + 30 mm | 2500 mm | N/A | 435x435x125+270x270x100 mm | 2 | 1 | N/A | N/A | 0.030943 | 3.3 | 4.7
RINGO II 40 P/N-Z, W | RINGO II | NEW |  | 32+8W | 3000K/4000K | 3275551DT | 8585054433353 | LED2 3275551DT RINGO II 40 P/N-Z, W TRIAC DIM 32+8W 3000K/4000K | 8281.24 | 6844 | 4 | WHITE | 9003 | ALUMINIUM/PC | OPAL | 220-240V/50-60Hz | 750 + 200 mA | TRIAC | N/A | 90+ | < 3 | L80B20 50.000h | 3000lm | 75lm/W | 130lm/W | N/A | F | N/A | 160° | IP 20 | d400 mm | N/A | 60 + 30 mm | d400x60 + 30 mm | 2500 mm | N/A | 435x435x125+270x270x100 mm | 2 | 1 | N/A | N/A | 0.030943 | 3.3 | 4.7
RINGO II 40 P/N-Z, W | RINGO II | NEW |  | 32+8W | 3000K-4000K | 3275551DTW | 8585054433360 | LED2 3275551DTW RINGO II 40 P/N-Z, W DALI TW DIM 32+8W 3000K-4000K | 9474.3 | 7830 | 4 | WHITE | 9003 | ALUMINIUM/PC | OPAL | 220-240V/50-60Hz | 750 + 200 mA | DALI TW/PUSH TW | N/A | 90+ | < 3 | L80B20 50.000h | 3000lm | 75lm/W | 130lm/W | N/A | F | N/A | 160° | IP 20 | d400 mm | N/A | 60 + 30 mm | d400x60 + 30 mm | 2500 mm | N/A | 435x435x125+270x270x100 mm | 2 | 1 | N/A | N/A | 0.030943 | 3.3 | 4.7
RINGO II 40 P/N-Z, W | RINGO II | NEW |  | 32+8W | 3000K-4000K | 3275551CSTW | 8585054433377 | LED2 3275551CSTW RINGO II 40 P/N-Z, W CASAMBI TW DIM 32+8W 3000K-4000K | 14948.34 | 12354 | 4 | WHITE | 9003 | ALUMINIUM/PC | OPAL | 220-240V/50-60Hz | 750 + 200 mA | CASAMBI TW | N/A | 90+ | < 3 | L80B20 50.000h | 3000lm | 75lm/W | 130lm/W | N/A | F | N/A | 160° | IP 20 | d400 mm | N/A | 60 + 30 mm | d400x60 + 30 mm | 2500 mm | N/A | 435x435x125+270x270x100 mm | 2 | 1 | N/A | N/A | 0.030943 | 3.3 | 4.7
RINGO II 40 P/N-Z, W | RINGO II | NEW |  | 32+8W | 3000K-4000K | 3275551ZBTW | 8585054433384 | LED2 3275551ZBTW RINGO II 40 P/N-Z, W ZIGBEE TW DIM 32+8W 3000K-4000K | 12456.95 | 10295 | 4 | WHITE | 9003 | ALUMINIUM/PC | OPAL | 220-240V/50-60Hz | 750 + 200 mA | ZIGBEE TW | N/A | 90+ | < 3 | L80B20 50.000h | 3000lm | 75lm/W | 130lm/W | N/A | F | N/A | 160° | IP 20 | d400 mm | N/A | 60 + 30 mm | d400x60 + 30 mm | 2500 mm | N/A | 435x435x125+270x270x100 mm | 2 | 1 | N/A | N/A | 0.030943 | 3.3 | 4.7
RINGO II 40 P/N-Z, B | RINGO II | NEW |  | 32+8W | 3000K/4000K | 3275553 | 8585054433391 | LED2 3275553 RINGO II 40 P/N-Z, B 32+8W 3000K/4000K | 6561.83 | 5423 | 4 | BLACK | 9017 | ALUMINIUM/PC | OPAL | 220-240V/50-60Hz | 750 + 200 mA | ON/OFF | N/A | 90+ | < 3 | L80B20 50.000h | 3000lm | 75lm/W | 130lm/W | N/A | F | N/A | 160° | IP 20 | d400 mm | N/A | 60 + 30 mm | d400x60 + 30 mm | 2500 mm | N/A | 435x435x125+270x270x100 mm | 2 | 1 | N/A | N/A | 0.030943 | 3.3 | 4.7
RINGO II 40 P/N-Z, B | RINGO II | NEW |  | 32+8W | 3000K/4000K | 3275553D | 8585054433407 | LED2 3275553D RINGO II 40 P/N-Z, B DALI/PUSH DIM 32+8W 3000K/4000K | 9298.85 | 7685 | 4 | BLACK | 9017 | ALUMINIUM/PC | OPAL | 220-240V/50-60Hz | 750 + 200 mA | DALI/PUSH | N/A | 90+ | < 3 | L80B20 50.000h | 3000lm | 75lm/W | 130lm/W | N/A | F | N/A | 160° | IP 20 | d400 mm | N/A | 60 + 30 mm | d400x60 + 30 mm | 2500 mm | N/A | 435x435x125+270x270x100 mm | 2 | 1 | N/A | N/A | 0.030943 | 3.3 | 4.7
RINGO II 40 P/N-Z, B | RINGO II | NEW |  | 32+8W | 3000K/4000K | 3275553DT | 8585054433414 | LED2 3275553DT RINGO II 40 P/N-Z, B TRIAC DIM 32+8W 3000K/4000K | 8281.24 | 6844 | 4 | BLACK | 9017 | ALUMINIUM/PC | OPAL | 220-240V/50-60Hz | 750 + 200 mA | TRIAC | N/A | 90+ | < 3 | L80B20 50.000h | 3000lm | 75lm/W | 130lm/W | N/A | F | N/A | 160° | IP 20 | d400 mm | N/A | 60 + 30 mm | d400x60 + 30 mm | 2500 mm | N/A | 435x435x125+270x270x100 mm | 2 | 1 | N/A | N/A | 0.030943 | 3.3 | 4.7
RINGO II 40 P/N-Z, B | RINGO II | NEW |  | 32+8W | 3000K-4000K | 3275553DTW | 8585054433421 | LED2 3275553DTW RINGO II 40 P/N-Z, B DALI TW DIM 32+8W 3000K-4000K | 9474.3 | 7830 | 4 | BLACK | 9017 | ALUMINIUM/PC | OPAL | 220-240V/50-60Hz | 750 + 200 mA | DALI TW/PUSH TW | N/A | 90+ | < 3 | L80B20 50.000h | 3000lm | 75lm/W | 130lm/W | N/A | F | N/A | 160° | IP 20 | d400 mm | N/A | 60 + 30 mm | d400x60 + 30 mm | 2500 mm | N/A | 435x435x125+270x270x100 mm | 2 | 1 | N/A | N/A | 0.030943 | 3.3 | 4.7
RINGO II 40 P/N-Z, B | RINGO II | NEW |  | 32+8W | 3000K-4000K | 3275553CSTW | 8585054433438 | LED2 3275553CSTW RINGO II 40 P/N-Z, B CASAMBI TW DIM 32+8W 3000K-4000K | 14948.34 | 12354 | 4 | BLACK | 9017 | ALUMINIUM/PC | OPAL | 220-240V/50-60Hz | 750 + 200 mA | CASAMBI TW | N/A | 90+ | < 3 | L80B20 50.000h | 3000lm | 75lm/W | 130lm/W | N/A | F | N/A | 160° | IP 20 | d400 mm | N/A | 60 + 30 mm | d400x60 + 30 mm | 2500 mm | N/A | 435x435x125+270x270x100 mm | 2 | 1 | N/A | N/A | 0.030943 | 3.3 | 4.7
RINGO II 40 P/N-Z, B | RINGO II | NEW |  | 32+8W | 3000K-4000K | 3275553ZBTW | 8585054433445 | LED2 3275553ZBTW RINGO II 40 P/N-Z, B ZIGBEE TW DIM 32+8W 3000K-4000K | 12456.95 | 10295 | 4 | BLACK | 9017 | ALUMINIUM/PC | OPAL | 220-240V/50-60Hz | 750 + 200 mA | ZIGBEE TW | N/A | 90+ | < 3 | L80B20 50.000h | 3000lm | 75lm/W | 130lm/W | N/A | F | N/A | 160° | IP 20 | d400 mm | N/A | 60 + 30 mm | d400x60 + 30 mm | 2500 mm | N/A | 435x435x125+270x270x100 mm | 2 | 1 | N/A | N/A | 0.030943 | 3.3 | 4.7
RINGO II 60 P/N-Z, W | RINGO II | NEW |  | 55+10W | 3000K/4000K | 3275651D | 8585054433452 | LED2 3275651D RINGO II 60 P/N-Z, W DALI/PUSH DIM 55+10W 3000K/4000K | 15439.6 | 12760 | 7.5 | WHITE | 9003 | ALUMINIUM/PC | OPAL | 220-240V/50-60Hz | 1300 + 250 mA | DALI/PUSH | N/A | 90+ | < 3 | L80B20 50.000h | 4875lm | 75lm/W | 130lm/W | N/A | F | N/A | 160° | IP 20 | d600 mm | N/A | 60 + 30 mm | d600x60 + 30 mm | 2500 mm | N/A | 660x660x125+460x460x120 mm | 2 | 1 | N/A | N/A | 0.079842 | 6.4 | 9.3
RINGO II 60 P/N-Z, W | RINGO II | NEW |  | 55+10W | 3000K/4000K | 3275651DT | 8585054433469 | LED2 3275651DT RINGO II 60 P/N-Z, W TRIAC DIM 55+10W 3000K/4000K | 12281.5 | 10150 | 7.5 | WHITE | 9003 | ALUMINIUM/PC | OPAL | 220-240V/50-60Hz | 1300 + 250 mA | TRIAC | N/A | 90+ | < 3 | L80B20 50.000h | 4875lm | 75lm/W | 130lm/W | N/A | F | N/A | 160° | IP 20 | d600 mm | N/A | 60 + 30 mm | d600x60 + 30 mm | 2500 mm | N/A | 660x660x125+460x460x120 mm | 2 | 1 | N/A | N/A | 0.079842 | 6.4 | 9.3
RINGO II 60 P/N-Z, W | RINGO II | NEW |  | 55+10W | 3000K-4000K | 3275651DTW | 8585054433476 | LED2 3275651DTW RINGO II 60 P/N-Z, W DALI TW DIM 55+10W 3000K-4000K | 15685.23 | 12963 | 7.5 | WHITE | 9003 | ALUMINIUM/PC | OPAL | 220-240V/50-60Hz | 1300 + 250 mA | DALI TW/PUSH TW | N/A | 90+ | < 3 | L80B20 50.000h | 4875lm | 75lm/W | 130lm/W | N/A | F | N/A | 160° | IP 20 | d600 mm | N/A | 60 + 30 mm | d600x60 + 30 mm | 2500 mm | N/A | 660x660x125+460x460x120 mm | 2 | 1 | N/A | N/A | 0.079842 | 6.4 | 9.3
RINGO II 60 P/N-Z, W | RINGO II | NEW |  | 55+10W | 3000K-4000K | 3275651CSTW | 8585054433483 | LED2 3275651CSTW RINGO II 60 P/N-Z, W CASAMBI TW DIM 55+10W 3000K-4000K | 21159.27 | 17487 | 7.5 | WHITE | 9003 | ALUMINIUM/PC | OPAL | 220-240V/50-60Hz | 1300 + 250 mA | CASAMBI TW | N/A | 90+ | < 3 | L80B20 50.000h | 4875lm | 75lm/W | 130lm/W | N/A | F | N/A | 160° | IP 20 | d600 mm | N/A | 60 + 30 mm | d600x60 + 30 mm | 2500 mm | N/A | 660x660x125+460x460x120 mm | 2 | 1 | N/A | N/A | 0.079842 | 6.4 | 9.3
RINGO II 60 P/N-Z, W | RINGO II | NEW |  | 55+10W | 3000K-4000K | 3275651ZBTW | 8585054433490 | LED2 3275651ZBTW RINGO II 60 P/N-Z, W ZIGBEE TW DIM 55+10W 3000K-4000K | 18667.88 | 15428 | 7.5 | WHITE | 9003 | ALUMINIUM/PC | OPAL | 220-240V/50-60Hz | 1300 + 250 mA | ZIGBEE TW | N/A | 90+ | < 3 | L80B20 50.000h | 4875lm | 75lm/W | 130lm/W | N/A | F | N/A | 160° | IP 20 | d600 mm | N/A | 60 + 30 mm | d600x60 + 30 mm | 2500 mm | N/A | 660x660x125+460x460x120 mm | 2 | 1 | N/A | N/A | 0.079842 | 6.4 | 9.3
RINGO II 60 P/N-Z, B | RINGO II | NEW |  | 55+10W | 3000K/4000K | 3275653D | 8585054433506 | LED2 3275653D RINGO II 60 P/N-Z, B DALI/PUSH DIM 55+10W 3000K/4000K | 15439.6 | 12760 | 7.5 | BLACK | 9017 | ALUMINIUM/PC | OPAL | 220-240V/50-60Hz | 1300 + 250 mA | DALI/PUSH | N/A | 90+ | < 3 | L80B20 50.000h | 4875lm | 75lm/W | 130lm/W | N/A | F | N/A | 160° | IP 20 | d600 mm | N/A | 60 + 30 mm | d600x60 + 30 mm | 2500 mm | N/A | 660x660x125+460x460x120 mm | 2 | 1 | N/A | N/A | 0.079842 | 6.4 | 9.3
RINGO II 60 P/N-Z, B | RINGO II | NEW |  | 55+10W | 3000K/4000K | 3275653DT | 8585054433513 | LED2 3275653DT RINGO II 60 P/N-Z, B TRIAC DIM 55+10W 3000K/4000K | 12281.5 | 10150 | 7.5 | BLACK | 9017 | ALUMINIUM/PC | OPAL | 220-240V/50-60Hz | 1300 + 250 mA | TRIAC | N/A | 90+ | < 3 | L80B20 50.000h | 4875lm | 75lm/W | 130lm/W | N/A | F | N/A | 160° | IP 20 | d600 mm | N/A | 60 + 30 mm | d600x60 + 30 mm | 2500 mm | N/A | 660x660x125+460x460x120 mm | 2 | 1 | N/A | N/A | 0.079842 | 6.4 | 9.3
RINGO II 60 P/N-Z, B | RINGO II | NEW |  | 55+10W | 3000K-4000K | 3275653DTW | 8585054433520 | LED2 3275653DTW RINGO II 60 P/N-Z, B DALI TW DIM 55+10W 3000K-4000K | 15685.23 | 12963 | 7.5 | BLACK | 9017 | ALUMINIUM/PC | OPAL | 220-240V/50-60Hz | 1300 + 250 mA | DALI TW/PUSH TW | N/A | 90+ | < 3 | L80B20 50.000h | 4875lm | 75lm/W | 130lm/W | N/A | F | N/A | 160° | IP 20 | d600 mm | N/A | 60 + 30 mm | d600x60 + 30 mm | 2500 mm | N/A | 660x660x125+460x460x120 mm | 2 | 1 | N/A | N/A | 0.079842 | 6.4 | 9.3
RINGO II 60 P/N-Z, B | RINGO II | NEW |  | 55+10W | 3000K-4000K | 3275653CSTW | 8585054433537 | LED2 3275653CSTW RINGO II 60 P/N-Z, B CASAMBI TW DIM 55+10W 3000K-4000K | 21159.27 | 17487 | 7.5 | BLACK | 9017 | ALUMINIUM/PC | OPAL | 220-240V/50-60Hz | 1300 + 250 mA | CASAMBI TW | N/A | 90+ | < 3 | L80B20 50.000h | 4875lm | 75lm/W | 130lm/W | N/A | F | N/A | 160° | IP 20 | d600 mm | N/A | 60 + 30 mm | d600x60 + 30 mm | 2500 mm | N/A | 660x660x125+460x460x120 mm | 2 | 1 | N/A | N/A | 0.079842 | 6.4 | 9.3
RINGO II 60 P/N-Z, B | RINGO II | NEW |  | 55+10W | 3000K-4000K | 3275653ZBTW | 8585054433544 | LED2 3275653ZBTW RINGO II 60 P/N-Z, B ZIGBEE TW DIM 55+10W 3000K-4000K | 18667.88 | 15428 | 7.5 | BLACK | 9017 | ALUMINIUM/PC | OPAL | 220-240V/50-60Hz | 1300 + 250 mA | ZIGBEE TW | N/A | 90+ | < 3 | L80B20 50.000h | 4875lm | 75lm/W | 130lm/W | N/A | F | N/A | 160° | IP 20 | d600 mm | N/A | 60 + 30 mm | d600x60 + 30 mm | 2500 mm | N/A | 660x660x125+460x460x120 mm | 2 | 1 | N/A | N/A | 0.079842 | 6.4 | 9.3
RINGO II 80 P/N-Z, W | RINGO II | NEW |  | 80+12W | 3000K/4000K | 3275751D | 8585054433551 | LED2 3275751D RINGO II 80 P/N-Z, W DALI/PUSH DIM 80+12W 3000K/4000K | 19369.68 | 16008 | 7.5 | WHITE | 9003 | ALUMINIUM/PC | OPAL | 220-240V/50-60Hz | 1900 + 300 mA | DALI/PUSH | N/A | 90+ | < 3 | L80B20 50.000h | 6900lm | 75lm/W | 130lm/W | N/A | F | N/A | 160° | IP 20 | d800 mm | N/A | 60 + 30 mm | d800x60 + 30 mm | 2500 mm | N/A | 860x860x125+660x660x120 mm | 2 | 1 | N/A | N/A | 0.14472 | 12.5 | 16.3
RINGO II 80 P/N-Z, W | RINGO II | NEW |  | 80+12W | 3000K/4000K | 3275751DT | 8585054433568 | LED2 3275751DT RINGO II 80 P/N-Z, W TRIAC DIM 80+12W 3000K/4000K | 16106.31 | 13311 | 7.5 | WHITE | 9003 | ALUMINIUM/PC | OPAL | 220-240V/50-60Hz | 2x 950 + 300 mA | TRIAC | N/A | 90+ | < 3 | L80B20 50.000h | 6900lm | 75lm/W | 130lm/W | N/A | F | N/A | 160° | IP 20 | d800 mm | N/A | 60 + 30 mm | d800x60 + 30 mm | 2500 mm | N/A | 860x860x125+660x660x120 mm | 2 | 1 | N/A | N/A | 0.14472 | 12.5 | 16.3
RINGO II 80 P/N-Z, W | RINGO II | NEW |  | 80+12W | 3000K-4000K | 3275751DTW | 8585054433575 | LED2 3275751DTW RINGO II 80 P/N-Z, W DALI TW DIM 80+12W 3000K-4000K | 20282.02 | 16762 | 7.5 | WHITE | 9003 | ALUMINIUM/PC | OPAL | 220-240V/50-60Hz | 1900 + 300 mA | DALI TW/PUSH TW | N/A | 90+ | < 3 | L80B20 50.000h | 6900lm | 75lm/W | 130lm/W | N/A | F | N/A | 160° | IP 20 | d800 mm | N/A | 60 + 30 mm | d800x60 + 30 mm | 2500 mm | N/A | 860x860x125+660x660x120 mm | 2 | 1 | N/A | N/A | 0.14472 | 12.5 | 16.3
RINGO II 80 P/N-Z, W | RINGO II | NEW |  | 80+12W | 3000K-4000K | 3275751CSTW | 8585054433582 | LED2 3275751CSTW RINGO II 80 P/N-Z, W CASAMBI TW DIM 80+12W 3000K-4000K | 25756.06 | 21286 | 7.5 | WHITE | 9003 | ALUMINIUM/PC | OPAL | 220-240V/50-60Hz | 1900 + 300 mA | CASAMBI TW | N/A | 90+ | < 3 | L80B20 50.000h | 6900lm | 75lm/W | 130lm/W | N/A | F | N/A | 160° | IP 20 | d800 mm | N/A | 60 + 30 mm | d800x60 + 30 mm | 2500 mm | N/A | 860x860x125+660x660x120 mm | 2 | 1 | N/A | N/A | 0.14472 | 12.5 | 16.3
RINGO II 80 P/N-Z, W | RINGO II | NEW |  | 80+12W | 3000K-4000K | 3275751ZBTW | 8585054433599 | LED2 3275751ZBTW RINGO II 80 P/N-Z, W ZIGBEE TW DIM 80+12W 3000K-4000K | 23264.67 | 19227 | 7.5 | WHITE | 9003 | ALUMINIUM/PC | OPAL | 220-240V/50-60Hz | 1900 + 300 mA | ZIGBEE TW | N/A | 90+ | < 3 | L80B20 50.000h | 6900lm | 75lm/W | 130lm/W | N/A | F | N/A | 160° | IP 20 | d800 mm | N/A | 60 + 30 mm | d800x60 + 30 mm | 2500 mm | N/A | 860x860x125+660x660x120 mm | 2 | 1 | N/A | N/A | 0.14472 | 12.5 | 16.3
RINGO II 80 P/N-Z, B | RINGO II | NEW |  | 80+12W | 3000K/4000K | 3275753D | 8585054433605 | LED2 3275753D RINGO II 80 P/N-Z, B DALI/PUSH DIM 80+12W 3000K/4000K | 19369.68 | 16008 | 7.5 | BLACK | 9017 | ALUMINIUM/PC | OPAL | 220-240V/50-60Hz | 1900 + 300 mA | DALI/PUSH | N/A | 90+ | < 3 | L80B20 50.000h | 6900lm | 75lm/W | 130lm/W | N/A | F | N/A | 160° | IP 20 | d800 mm | N/A | 60 + 30 mm | d800x60 + 30 mm | 2500 mm | N/A | 860x860x125+660x660x120 mm | 2 | 1 | N/A | N/A | 0.14472 | 12.5 | 16.3
RINGO II 80 P/N-Z, B | RINGO II | NEW |  | 80+12W | 3000K/4000K | 3275753DT | 8585054433612 | LED2 3275753DT RINGO II 80 P/N-Z, B TRIAC DIM 80+12W 3000K/4000K | 16106.31 | 13311 | 7.5 | BLACK | 9017 | ALUMINIUM/PC | OPAL | 220-240V/50-60Hz | 2x 950 + 300 mA | TRIAC | N/A | 90+ | < 3 | L80B20 50.000h | 6900lm | 75lm/W | 130lm/W | N/A | F | N/A | 160° | IP 20 | d800 mm | N/A | 60 + 30 mm | d800x60 + 30 mm | 2500 mm | N/A | 860x860x125+660x660x120 mm | 2 | 1 | N/A | N/A | 0.14472 | 12.5 | 16.3
RINGO II 80 P/N-Z, B | RINGO II | NEW |  | 80+12W | 3000K-4000K | 3275753DTW | 8585054433629 | LED2 3275753DTW RINGO II 80 P/N-Z, B DALI TW DIM 80+12W 3000K-4000K | 20282.02 | 16762 | 7.5 | BLACK | 9017 | ALUMINIUM/PC | OPAL | 220-240V/50-60Hz | 1900 + 300 mA | DALI TW/PUSH TW | N/A | 90+ | < 3 | L80B20 50.000h | 6900lm | 75lm/W | 130lm/W | N/A | F | N/A | 160° | IP 20 | d800 mm | N/A | 60 + 30 mm | d800x60 + 30 mm | 2500 mm | N/A | 860x860x125+660x660x120 mm | 2 | 1 | N/A | N/A | 0.14472 | 12.5 | 16.3
RINGO II 80 P/N-Z, B | RINGO II | NEW |  | 80+12W | 3000K-4000K | 3275753CSTW | 8585054433636 | LED2 3275753CSTW RINGO II 80 P/N-Z, B CASAMBI TW DIM 80+12W 3000K-4000K | 25756.06 | 21286 | 7.5 | BLACK | 9017 | ALUMINIUM/PC | OPAL | 220-240V/50-60Hz | 1900 + 300 mA | CASAMBI TW | N/A | 90+ | < 3 | L80B20 50.000h | 6900lm | 75lm/W | 130lm/W | N/A | F | N/A | 160° | IP 20 | d800 mm | N/A | 60 + 30 mm | d800x60 + 30 mm | 2500 mm | N/A | 860x860x125+660x660x120 mm | 2 | 1 | N/A | N/A | 0.14472 | 12.5 | 16.3
RINGO II 80 P/N-Z, B | RINGO II | NEW |  | 80+12W | 3000K-4000K | 3275753ZBTW | 8585054433643 | LED2 3275753ZBTW RINGO II 80 P/N-Z, B ZIGBEE TW DIM 80+12W 3000K-4000K | 23264.67 | 19227 | 7.5 | BLACK | 9017 | ALUMINIUM/PC | OPAL | 220-240V/50-60Hz | 1900 + 300 mA | ZIGBEE TW | N/A | 90+ | < 3 | L80B20 50.000h | 6900lm | 75lm/W | 130lm/W | N/A | F | N/A | 160° | IP 20 | d800 mm | N/A | 60 + 30 mm | d800x60 + 30 mm | 2500 mm | N/A | 860x860x125+660x660x120 mm | 2 | 1 | N/A | N/A | 0.14472 | 12.5 | 16.3
ROTO 40 P/N-Z, W | ROTO |  |  | 33-40+8W | 2700K/3300K/4000K | 3234051 | 8585054408627 | LED2 3234051 ROTO 40 P/N-Z, W 33-40+8 2700K/3300K/4000K | 11053.35 | 9135 | 4 | WHITE | 9016 | ALUMINIUM/PS | PRISMATIC | 220-240V/50-60Hz | 800-900 + 180 mA | ON/OFF | N/A | 90+ | < 3 | L80B20 50.000h | 3150-3800lm | 95lm/W | 149lm/W | N/A | F | N/A | 120° | IP 40 | d400 mm | N/A | 55 + 31 mm | d400x55 + 31 mm | 2500 mm | N/A | 470x460x110 mm | 1 | 6 | 18585054408525 | N/A | 0.023782 | 3.2 | 3.8
ROTO 40 P/N-Z, W | ROTO |  |  | 40+8W | 2700K/3300K/4000K | 3234051D | 8585054408634 | LED2 3234051D ROTO 40 P/N-Z, W DALI/PUSH DIM 40+8 2700K/3300K/4000K | 14141.27 | 11687 | 4 | WHITE | 9016 | ALUMINIUM/PS | PRISMATIC | 220-240V/50-60Hz | 900 + 180 mA | DALI/PUSH | N/A | 90+ | < 3 | L80B20 50.000h | 3800lm | 95lm/W | 149lm/W | N/A | F | N/A | 120° | IP 40 | d400 mm | N/A | 55 + 31 mm | d400x55 + 31 mm | 2500 mm | N/A | 470x460x110 mm | 1 | 1 | N/A | N/A | 0.023782 | 3.2 | 3.8
ROTO 40 P/N-Z, W | ROTO |  |  | 40+8W | 2700K/3300K/4000K | 3234051CS | 8585054418725 | LED2 3234051CS ROTO 40 P/N-Z, W 40+8W CASAMBI 2700K/3300K/4000K | 19615.31 | 16211 | 4 | WHITE | 9016 | ALUMINIUM/PS | PRISMATIC | 220-240V/50-60Hz | 900 + 180 mA | CASAMBI | N/A | 90+ | < 3 | L80B20 50.000h | 3800lm | 95lm/W | 149lm/W | N/A | F | N/A | 120° | IP 40 | d400 mm | N/A | 55 + 31 mm | d400x55 + 31 mm | 2500 mm | N/A | 470x460x110 mm | 1 | 1 | N/A | N/A | 0.023782 | 3.2 | 3.8
ROTO 40 P/N-Z, B | ROTO |  |  | 33-40+8W | 2700K/3300K/4000K | 3234053 | 8585054408641 | LED2 3234053 ROTO 40 P/N-Z, B 33-40+8 2700K/3300K/4000K | 11053.35 | 9135 | 4 | BLACK | 9005 | ALUMINIUM/PS | PRISMATIC | 220-240V/50-60Hz | 800-900 + 180 mA | ON/OFF | N/A | 90+ | < 3 | L80B20 50.000h | 3150-3800lm | 95lm/W | 149lm/W | N/A | F | N/A | 120° | IP 40 | d400 mm | N/A | 55 + 31 mm | d400x55 + 31 mm | 2500 mm | N/A | 470x460x110 mm | 1 | 6 | 18585054408549 | N/A | 0.023782 | 3.2 | 3.8
ROTO 40 P/N-Z, B | ROTO |  |  | 40+8W | 2700K/3300K/4000K | 3234053D | 8585054408658 | LED2 3234053D ROTO 40 P/N-Z, B DALI/PUSH DIM 40+8 2700K/3300K/4000K | 14141.27 | 11687 | 4 | BLACK | 9005 | ALUMINIUM/PS | PRISMATIC | 220-240V/50-60Hz | 900 + 180 mA | DALI/PUSH | N/A | 90+ | < 3 | L80B20 50.000h | 3800lm | 95lm/W | 149lm/W | N/A | F | N/A | 120° | IP 40 | d400 mm | N/A | 55 + 31 mm | d400x55 + 31 mm | 2500 mm | N/A | 470x460x110 mm | 1 | 1 | N/A | N/A | 0.023782 | 3.2 | 3.8
ROTO 40 P/N-Z, B | ROTO |  |  | 40+8W | 2700K/3300K/4000K | 3234053CS | 8585054418749 | LED2 3234053CS ROTO 40 P/N-Z, B 40+8W CASAMBI 2700K/3300K/4000K | 19615.31 | 16211 | 4 | BLACK | 9005 | ALUMINIUM/PS | PRISMATIC | 220-240V/50-60Hz | 900 + 180 mA | CASAMBI | N/A | 90+ | < 3 | L80B20 50.000h | 3800lm | 95lm/W | 149lm/W | N/A | F | N/A | 120° | IP 40 | d400 mm | N/A | 55 + 31 mm | d400x55 + 31 mm | 2500 mm | N/A | 470x460x110 mm | 1 | 1 | N/A | N/A | 0.023782 | 3.2 | 3.8
ROTO 60 P/N-Z, W | ROTO |  |  | 40-60+8W | 2700K/3300K/4000K | 3234151 | 8585054408665 | LED2 3234151 ROTO 60 P/N-Z, W 40-60+8 2700K/3300K/4000K | 17474.82 | 14442 | 7.5 | WHITE | 9016 | ALUMINIUM/PS | PRISMATIC | 220-240V/50-60Hz | 350-550 + 180 mA | ON/OFF | N/A | 90+ | < 3 | L80B20 50.000h | 4250-6300lm | 105lm/W | 149lm/W | N/A | F | N/A | 120° | IP 40 | d600 mm | N/A | 55 + 31 mm | d600x55 + 31 mm | 2500 mm | N/A | 680x680x120 mm | 1 | 2 | 18585054408563 | N/A | 0.055488 | 6.9 | 8
ROTO 60 P/N-Z, W | ROTO |  |  | 60+8W | 2700K/3300K/4000K | 3234151D | 8585054408672 | LED2 3234151D ROTO 60 P/N-Z, W DALI/PUSH DIM 60+8 2700K/3300K/4000K | 22071.61 | 18241 | 7.5 | WHITE | 9016 | ALUMINIUM/PS | PRISMATIC | 220-240V/50-60Hz | 550 + 180 mA | DALI/PUSH | N/A | 90+ | < 3 | L80B20 50.000h | 6300lm | 105lm/W | 149lm/W | N/A | F | N/A | 120° | IP 40 | d600 mm | N/A | 55 + 31 mm | d600x55 + 31 mm | 2500 mm | N/A | 680x680x120 mm | 1 | 1 | N/A | N/A | 0.055488 | 6.9 | 8
ROTO 60 P/N-Z, W | ROTO |  |  | 60+8W | 2700K/3300K/4000K | 3234151CS | 8585054418763 | LED2 3234151CS ROTO 60 P/N-Z, W 60+8W CASAMBI 2700K/3300K/4000K | 27545.65 | 22765 | 7.5 | WHITE | 9016 | ALUMINIUM/PS | PRISMATIC | 220-240V/50-60Hz | 550 + 180 mA | CASAMBI | N/A | 90+ | < 3 | L80B20 50.000h | 6300lm | 105lm/W | 149lm/W | N/A | F | N/A | 120° | IP 40 | d600 mm | N/A | 55 + 31 mm | d600x55 + 31 mm | 2500 mm | N/A | 680x680x120 mm | 1 | 1 | N/A | N/A | 0.055488 | 6.9 | 8
ROTO 60 P/N-Z, B | ROTO |  |  | 40-60+8W | 2700K/3300K/4000K | 3234153 | 8585054408689 | LED2 3234153 ROTO 60 P/N-Z, B 40-60+8 2700K/3300K/4000K | 17474.82 | 14442 | 7.5 | BLACK | 9005 | ALUMINIUM/PS | PRISMATIC | 220-240V/50-60Hz | 350-550 + 180 mA | ON/OFF | N/A | 90+ | < 3 | L80B20 50.000h | 4250-6300lm | 105lm/W | 149lm/W | N/A | F | N/A | 120° | IP 40 | d600 mm | N/A | 55 + 31 mm | d600x55 + 31 mm | 2500 mm | N/A | 680x680x120 mm | 1 | 2 | 18585054408587 | N/A | 0.055488 | 6.9 | 8
ROTO 60 P/N-Z, B | ROTO |  |  | 60+8W | 2700K/3300K/4000K | 3234153D | 8585054408696 | LED2 3234153D ROTO 60 P/N-Z, B DALI/PUSH DIM 60+8 2700K/3300K/4000K | 22071.61 | 18241 | 7.5 | BLACK | 9005 | ALUMINIUM/PS | PRISMATIC | 220-240V/50-60Hz | 550 + 180 mA | DALI/PUSH | N/A | 90+ | < 3 | L80B20 50.000h | 6300lm | 105lm/W | 149lm/W | N/A | F | N/A | 120° | IP 40 | d600 mm | N/A | 55 + 31 mm | d600x55 + 31 mm | 2500 mm | N/A | 680x680x120 mm | 1 | 1 | N/A | N/A | 0.055488 | 6.9 | 8
ROTO 60 P/N-Z, B | ROTO |  |  | 60+8W | 2700K/3300K/4000K | 3234153CS | 8585054418787 | LED2 3234153CS ROTO 60 P/N-Z, B 60+8W CASAMBI 2700K/3300K/4000K | 27545.65 | 22765 | 7.5 | BLACK | 9005 | ALUMINIUM/PS | PRISMATIC | 220-240V/50-60Hz | 550 + 180 mA | CASAMBI | N/A | 90+ | < 3 | L80B20 50.000h | 6300lm | 105lm/W | 149lm/W | N/A | F | N/A | 120° | IP 40 | d600 mm | N/A | 55 + 31 mm | d600x55 + 31 mm | 2500 mm | N/A | 680x680x120 mm | 1 | 1 | N/A | N/A | 0.055488 | 6.9 | 8
TORO 40 P/N-Z, W | TORO | NEW |  | 32+8W | 3000K/4000K | 3275851 | 8585054433650 | LED2 3275851 TORO 40 P/N-Z, W 32+8W 3000K/4000K | 7544.35 | 6235 | 4 | WHITE | 9003 | ALUMINIUM/PC | OPAL | 220-240V/50-60Hz | 750 + 200 mA | ON/OFF | N/A | 90+ | < 3 | L80B20 50.000h | 3000lm | 75lm/W | 130lm/W | N/A | F | N/A | 160° | IP 20 | d400 mm | N/A |  | d400 mm | 2500 mm | N/A | 440x440x110+270x270x100 mm | 2 | 1 | N/A | N/A | 0.028586 | 3.4 | 5.1
TORO 40 P/N-Z, W | TORO | NEW |  | 32+8W | 3000K/4000K | 3275851D | 8585054433667 | LED2 3275851D TORO 40 P/N-Z, W DALI/PUSH DIM 32+8W 3000K/4000K | 10281.37 | 8497 | 4 | WHITE | 9003 | ALUMINIUM/PC | OPAL | 220-240V/50-60Hz | 750 + 200 mA | DALI/PUSH | N/A | 90+ | < 3 | L80B20 50.000h | 3000lm | 75lm/W | 130lm/W | N/A | F | N/A | 160° | IP 20 | d400 mm | N/A |  | d400 mm | 2500 mm | N/A | 440x440x110+270x270x100 mm | 2 | 1 | N/A | N/A | 0.028586 | 3.4 | 5.1
TORO 40 P/N-Z, W | TORO | NEW |  | 32+8W | 3000K/4000K | 3275851DT | 8585054433674 | LED2 3275851DT TORO 40 P/N-Z, W TRIAC DIM 32+8W 3000K/4000K | 9263.76 | 7656 | 4 | WHITE | 9003 | ALUMINIUM/PC | OPAL | 220-240V/50-60Hz | 750 + 200 mA | TRIAC | N/A | 90+ | < 3 | L80B20 50.000h | 3000lm | 75lm/W | 130lm/W | N/A | F | N/A | 160° | IP 20 | d400 mm | N/A |  | d400 mm | 2500 mm | N/A | 440x440x110+270x270x100 mm | 2 | 1 | N/A | N/A | 0.028586 | 3.4 | 5.1
TORO 40 P/N-Z, W | TORO | NEW |  | 32+8W | 3000K-4000K | 3275851DTW | 8585054433681 | LED2 3275851DTW TORO 40 P/N-Z, W DALI TW DIM 32+8W 3000K-4000K | 10456.82 | 8642 | 4 | WHITE | 9003 | ALUMINIUM/PC | OPAL | 220-240V/50-60Hz | 750 + 200 mA | DALI TW/PUSH TW | N/A | 90+ | < 3 | L80B20 50.000h | 3000lm | 75lm/W | 130lm/W | N/A | F | N/A | 160° | IP 20 | d400 mm | N/A |  | d400 mm | 2500 mm | N/A | 440x440x110+270x270x100 mm | 2 | 1 | N/A | N/A | 0.028586 | 3.4 | 5.1
TORO 40 P/N-Z, W | TORO | NEW |  | 32+8W | 3000K-4000K | 3275851CSTW | 8585054433698 | LED2 3275851CSTW TORO 40 P/N-Z, W CASAMBI TW DIM 32+8W 3000K-4000K | 15930.86 | 13166 | 4 | WHITE | 9003 | ALUMINIUM/PC | OPAL | 220-240V/50-60Hz | 750 + 200 mA | CASAMBI TW | N/A | 90+ | < 3 | L80B20 50.000h | 3000lm | 75lm/W | 130lm/W | N/A | F | N/A | 160° | IP 20 | d400 mm | N/A |  | d400 mm | 2500 mm | N/A | 440x440x110+270x270x100 mm | 2 | 1 | N/A | N/A | 0.028586 | 3.4 | 5.1
TORO 40 P/N-Z, W | TORO | NEW |  | 32+8W | 3000K-4000K | 3275851ZBTW | 8585054433704 | LED2 3275851ZBTW TORO 40 P/N-Z, W ZIGBEE TW DIM 32+8W 3000K-4000K | 13439.47 | 11107 | 4 | WHITE | 9003 | ALUMINIUM/PC | OPAL | 220-240V/50-60Hz | 750 + 200 mA | ZIGBEE TW | N/A | 90+ | < 3 | L80B20 50.000h | 3000lm | 75lm/W | 130lm/W | N/A | F | N/A | 160° | IP 20 | d400 mm | N/A |  | d400 mm | 2500 mm | N/A | 440x440x110+270x270x100 mm | 2 | 1 | N/A | N/A | 0.028586 | 3.4 | 5.1
TORO 40 P/N-Z, B | TORO | NEW |  | 32+8W | 3000K/4000K | 3275853 | 8585054433711 | LED2 3275853 TORO 40 P/N-Z, B 32+8W 3000K/4000K | 7544.35 | 6235 | 4 | BLACK | 9017 | ALUMINIUM/PC | OPAL | 220-240V/50-60Hz | 750 + 200 mA | ON/OFF | N/A | 90+ | < 3 | L80B20 50.000h | 3000lm | 75lm/W | 130lm/W | N/A | F | N/A | 160° | IP 20 | d400 mm | N/A |  | d400 mm | 2500 mm | N/A | 440x440x110+270x270x100 mm | 2 | 1 | N/A | N/A | 0.028586 | 3.4 | 5.1
TORO 40 P/N-Z, B | TORO | NEW |  | 32+8W | 3000K/4000K | 3275853D | 8585054433728 | LED2 3275853D TORO 40 P/N-Z, B DALI/PUSH DIM 32+8W 3000K/4000K | 10281.37 | 8497 | 4 | BLACK | 9017 | ALUMINIUM/PC | OPAL | 220-240V/50-60Hz | 750 + 200 mA | DALI/PUSH | N/A | 90+ | < 3 | L80B20 50.000h | 3000lm | 75lm/W | 130lm/W | N/A | F | N/A | 160° | IP 20 | d400 mm | N/A |  | d400 mm | 2500 mm | N/A | 440x440x110+270x270x100 mm | 2 | 1 | N/A | N/A | 0.028586 | 3.4 | 5.1
TORO 40 P/N-Z, B | TORO | NEW |  | 32+8W | 3000K/4000K | 3275853DT | 8585054433735 | LED2 3275853DT TORO 40 P/N-Z, B TRIAC DIM 32+8W 3000K/4000K | 9263.76 | 7656 | 4 | BLACK | 9017 | ALUMINIUM/PC | OPAL | 220-240V/50-60Hz | 750 + 200 mA | TRIAC | N/A | 90+ | < 3 | L80B20 50.000h | 3000lm | 75lm/W | 130lm/W | N/A | F | N/A | 160° | IP 20 | d400 mm | N/A |  | d400 mm | 2500 mm | N/A | 440x440x110+270x270x100 mm | 2 | 1 | N/A | N/A | 0.028586 | 3.4 | 5.1
TORO 40 P/N-Z, B | TORO | NEW |  | 32+8W | 3000K-4000K | 3275853DTW | 8585054433742 | LED2 3275853DTW TORO 40 P/N-Z, B DALI TW DIM 32+8W 3000K-4000K | 10456.82 | 8642 | 4 | BLACK | 9017 | ALUMINIUM/PC | OPAL | 220-240V/50-60Hz | 750 + 200 mA | DALI TW/PUSH TW | N/A | 90+ | < 3 | L80B20 50.000h | 3000lm | 75lm/W | 130lm/W | N/A | F | N/A | 160° | IP 20 | d400 mm | N/A |  | d400 mm | 2500 mm | N/A | 440x440x110+270x270x100 mm | 2 | 1 | N/A | N/A | 0.028586 | 3.4 | 5.1
TORO 40 P/N-Z, B | TORO | NEW |  | 32+8W | 3000K-4000K | 3275853CSTW | 8585054433759 | LED2 3275853CSTW TORO 40 P/N-Z, B CASAMBI TW DIM 32+8W 3000K-4000K | 15930.86 | 13166 | 4 | BLACK | 9017 | ALUMINIUM/PC | OPAL | 220-240V/50-60Hz | 750 + 200 mA | CASAMBI TW | N/A | 90+ | < 3 | L80B20 50.000h | 3000lm | 75lm/W | 130lm/W | N/A | F | N/A | 160° | IP 20 | d400 mm | N/A |  | d400 mm | 2500 mm | N/A | 440x440x110+270x270x100 mm | 2 | 1 | N/A | N/A | 0.028586 | 3.4 | 5.1
TORO 40 P/N-Z, B | TORO | NEW |  | 32+8W | 3000K-4000K | 3275853ZBTW | 8585054433766 | LED2 3275853ZBTW TORO 40 P/N-Z, B ZIGBEE TW DIM 32+8W 3000K-4000K | 13439.47 | 11107 | 4 | BLACK | 9017 | ALUMINIUM/PC | OPAL | 220-240V/50-60Hz | 750 + 200 mA | ZIGBEE TW | N/A | 90+ | < 3 | L80B20 50.000h | 3000lm | 75lm/W | 130lm/W | N/A | F | N/A | 160° | IP 20 | d400 mm | N/A |  | d400 mm | 2500 mm | N/A | 440x440x110+270x270x100 mm | 2 | 1 | N/A | N/A | 0.028586 | 3.4 | 5.1
TORO 40 P/N-Z, CF | TORO | NEW |  | 32+8W | 3000K/4000K | 3275858 | 8585054433773 | LED2 3275858 TORO 40 P/N-Z, CF 32+8W 3000K/4000K | 7544.35 | 6235 | 4 | COFFEE | 8025 | ALUMINIUM/PC | OPAL | 220-240V/50-60Hz | 750 + 200 mA | ON/OFF | N/A | 90+ | < 3 | L80B20 50.000h | 3000lm | 75lm/W | 130lm/W | N/A | F | N/A | 160° | IP 20 | d400 mm | N/A |  | d400 mm | 2500 mm | N/A | 440x440x110+270x270x100 mm | 2 | 1 | N/A | N/A | 0.028586 | 3.4 | 5.1
TORO 40 P/N-Z, CF | TORO | NEW |  | 32+8W | 3000K/4000K | 3275858D | 8585054433780 | LED2 3275858D TORO 40 P/N-Z, CF DALI/PUSH DIM 32+8W 3000K/4000K | 10281.37 | 8497 | 4 | COFFEE | 8025 | ALUMINIUM/PC | OPAL | 220-240V/50-60Hz | 750 + 200 mA | DALI/PUSH | N/A | 90+ | < 3 | L80B20 50.000h | 3000lm | 75lm/W | 130lm/W | N/A | F | N/A | 160° | IP 20 | d400 mm | N/A |  | d400 mm | 2500 mm | N/A | 440x440x110+270x270x100 mm | 2 | 1 | N/A | N/A | 0.028586 | 3.4 | 5.1
TORO 40 P/N-Z, CF | TORO | NEW |  | 32+8W | 3000K/4000K | 3275858DT | 8585054433797 | LED2 3275858DT TORO 40 P/N-Z, CF TRIAC DIM 32+8W 3000K/4000K | 9263.76 | 7656 | 4 | COFFEE | 8025 | ALUMINIUM/PC | OPAL | 220-240V/50-60Hz | 750 + 200 mA | TRIAC | N/A | 90+ | < 3 | L80B20 50.000h | 3000lm | 75lm/W | 130lm/W | N/A | F | N/A | 160° | IP 20 | d400 mm | N/A |  | d400 mm | 2500 mm | N/A | 440x440x110+270x270x100 mm | 2 | 1 | N/A | N/A | 0.028586 | 3.4 | 5.1
TORO 40 P/N-Z, CF | TORO | NEW |  | 32+8W | 3000K-4000K | 3275858DTW | 8585054433803 | LED2 3275858DTW TORO 40 P/N-Z, CF DALI TW DIM 32+8W 3000K-4000K | 10456.82 | 8642 | 4 | COFFEE | 8025 | ALUMINIUM/PC | OPAL | 220-240V/50-60Hz | 750 + 200 mA | DALI TW/PUSH TW | N/A | 90+ | < 3 | L80B20 50.000h | 3000lm | 75lm/W | 130lm/W | N/A | F | N/A | 160° | IP 20 | d400 mm | N/A |  | d400 mm | 2500 mm | N/A | 440x440x110+270x270x100 mm | 2 | 1 | N/A | N/A | 0.028586 | 3.4 | 5.1
TORO 40 P/N-Z, CF | TORO | NEW |  | 32+8W | 3000K-4000K | 3275858CSTW | 8585054433810 | LED2 3275858CSTW TORO 40 P/N-Z, CF CASAMBI TW DIM 32+8W 3000K-4000K | 15930.86 | 13166 | 4 | COFFEE | 8025 | ALUMINIUM/PC | OPAL | 220-240V/50-60Hz | 750 + 200 mA | CASAMBI TW | N/A | 90+ | < 3 | L80B20 50.000h | 3000lm | 75lm/W | 130lm/W | N/A | F | N/A | 160° | IP 20 | d400 mm | N/A |  | d400 mm | 2500 mm | N/A | 440x440x110+270x270x100 mm | 2 | 1 | N/A | N/A | 0.028586 | 3.4 | 5.1
TORO 40 P/N-Z, CF | TORO | NEW |  | 32+8W | 3000K-4000K | 3275858ZBTW | 8585054433827 | LED2 3275858ZBTW TORO 40 P/N-Z, CF ZIGBEE TW DIM 32+8W 3000K-4000K | 13439.47 | 11107 | 4 | COFFEE | 8025 | ALUMINIUM/PC | OPAL | 220-240V/50-60Hz | 750 + 200 mA | ZIGBEE TW | N/A | 90+ | < 3 | L80B20 50.000h | 3000lm | 75lm/W | 130lm/W | N/A | F | N/A | 160° | IP 20 | d400 mm | N/A |  | d400 mm | 2500 mm | N/A | 440x440x110+270x270x100 mm | 2 | 1 | N/A | N/A | 0.028586 | 3.4 | 5.1
TORO 60 P/N-Z, W | TORO | NEW |  | 55+10W | 3000K/4000K | 3275951D | 8585054433834 | LED2 3275951D TORO 60 P/N-Z, W DALI/PUSH DIM 55+10W 3000K/4000K | 15965.95 | 13195 | 7.5 | WHITE | 9003 | ALUMINIUM/PC | OPAL | 220-240V/50-60Hz | 750 + 200 mA | DALI/PUSH | N/A | 90+ | < 3 | L80B20 50.000h | 4875lm | 75lm/W | 130lm/W | N/A | F | N/A | 160° | IP 20 | d600 mm | N/A |  | d600 mm | 2500 mm | N/A | 640x640x110+460x460x120 mm | 2 | 1 | N/A | N/A | 0.070448 | 6.5 | 9
TORO 60 P/N-Z, W | TORO | NEW |  | 55+10W | 3000K/4000K | 3275951DT | 8585054433841 | LED2 3275951DT TORO 60 P/N-Z, W TRIAC DIM 55+10W 3000K/4000K | 12807.85 | 10585 | 7.5 | WHITE | 9003 | ALUMINIUM/PC | OPAL | 220-240V/50-60Hz | 750 + 200 mA | TRIAC | N/A | 90+ | < 3 | L80B20 50.000h | 4875lm | 75lm/W | 130lm/W | N/A | F | N/A | 160° | IP 20 | d600 mm | N/A |  | d600 mm | 2500 mm | N/A | 640x640x110+460x460x120 mm | 2 | 1 | N/A | N/A | 0.070448 | 6.5 | 9
TORO 60 P/N-Z, W | TORO | NEW |  | 55+10W | 3000K-4000K | 3275951DTW | 8585054433858 | LED2 3275951DTW TORO 60 P/N-Z, W DALI TW DIM 55+10W 3000K-4000K | 16211.58 | 13398 | 7.5 | WHITE | 9003 | ALUMINIUM/PC | OPAL | 220-240V/50-60Hz | 1300 + 250 mA | DALI TW/PUSH TW | N/A | 90+ | < 3 | L80B20 50.000h | 4875lm | 75lm/W | 130lm/W | N/A | F | N/A | 160° | IP 20 | d600 mm | N/A |  | d600 mm | 2500 mm | N/A | 640x640x110+460x460x120 mm | 2 | 1 | N/A | N/A | 0.070448 | 6.5 | 9
TORO 60 P/N-Z, W | TORO | NEW |  | 55+10W | 3000K-4000K | 3275951CSTW | 8585054433865 | LED2 3275951CSTW TORO 60 P/N-Z, W CASAMBI TW DIM 55+10W 3000K-4000K | 21685.62 | 17922 | 7.5 | WHITE | 9003 | ALUMINIUM/PC | OPAL | 220-240V/50-60Hz | 1300 + 250 mA | CASAMBI TW | N/A | 90+ | < 3 | L80B20 50.000h | 4875lm | 75lm/W | 130lm/W | N/A | F | N/A | 160° | IP 20 | d600 mm | N/A |  | d600 mm | 2500 mm | N/A | 640x640x110+460x460x120 mm | 2 | 1 | N/A | N/A | 0.070448 | 6.5 | 9
TORO 60 P/N-Z, W | TORO | NEW |  | 55+10W | 3000K-4000K | 3275951ZBTW | 8585054433872 | LED2 3275951ZBTW TORO 60 P/N-Z, W ZIGBEE TW DIM 55+10W 3000K-4000K | 19194.23 | 15863 | 7.5 | WHITE | 9003 | ALUMINIUM/PC | OPAL | 220-240V/50-60Hz | 1300 + 250 mA | ZIGBEE TW | N/A | 90+ | < 3 | L80B20 50.000h | 4875lm | 75lm/W | 130lm/W | N/A | F | N/A | 160° | IP 20 | d600 mm | N/A |  | d600 mm | 2500 mm | N/A | 640x640x110+460x460x120 mm | 2 | 1 | N/A | N/A | 0.070448 | 6.5 | 9
TORO 60 P/N-Z, B | TORO | NEW |  | 55+10W | 3000K/4000K | 3275953D | 8585054433889 | LED2 3275953D TORO 60 P/N-Z, B DALI/PUSH DIM 55+10W 3000K/4000K | 15965.95 | 13195 | 7.5 | BLACK | 9017 | ALUMINIUM/PC | OPAL | 220-240V/50-60Hz | 1300 + 250 mA | DALI/PUSH | N/A | 90+ | < 3 | L80B20 50.000h | 4875lm | 75lm/W | 130lm/W | N/A | F | N/A | 160° | IP 20 | d600 mm | N/A |  | d600 mm | 2500 mm | N/A | 640x640x110+460x460x120 mm | 2 | 1 | N/A | N/A | 0.070448 | 6.5 | 9
TORO 60 P/N-Z, B | TORO | NEW |  | 55+10W | 3000K/4000K | 3275953DT | 8585054433896 | LED2 3275953DT TORO 60 P/N-Z, B TRIAC DIM 55+10W 3000K/4000K | 12807.85 | 10585 | 7.5 | BLACK | 9017 | ALUMINIUM/PC | OPAL | 220-240V/50-60Hz | 1300 + 250 mA | TRIAC | N/A | 90+ | < 3 | L80B20 50.000h | 4875lm | 75lm/W | 130lm/W | N/A | F | N/A | 160° | IP 20 | d600 mm | N/A |  | d600 mm | 2500 mm | N/A | 640x640x110+460x460x120 mm | 2 | 1 | N/A | N/A | 0.070448 | 6.5 | 9
TORO 60 P/N-Z, B | TORO | NEW |  | 55+10W | 3000K-4000K | 3275953DTW | 8585054433902 | LED2 3275953DTW TORO 60 P/N-Z, B DALI TW DIM 55+10W 3000K-4000K | 16211.58 | 13398 | 7.5 | BLACK | 9017 | ALUMINIUM/PC | OPAL | 220-240V/50-60Hz | 1300 + 250 mA | DALI TW/PUSH TW | N/A | 90+ | < 3 | L80B20 50.000h | 4875lm | 75lm/W | 130lm/W | N/A | F | N/A | 160° | IP 20 | d600 mm | N/A |  | d600 mm | 2500 mm | N/A | 640x640x110+460x460x120 mm | 2 | 1 | N/A | N/A | 0.070448 | 6.5 | 9
TORO 60 P/N-Z, B | TORO | NEW |  | 55+10W | 3000K-4000K | 3275953CSTW | 8585054433919 | LED2 3275953CSTW TORO 60 P/N-Z, B CASAMBI TW DIM 55+10W 3000K-4000K | 21685.62 | 17922 | 7.5 | BLACK | 9017 | ALUMINIUM/PC | OPAL | 220-240V/50-60Hz | 1300 + 250 mA | CASAMBI TW | N/A | 90+ | < 3 | L80B20 50.000h | 4875lm | 75lm/W | 130lm/W | N/A | F | N/A | 160° | IP 20 | d600 mm | N/A |  | d600 mm | 2500 mm | N/A | 640x640x110+460x460x120 mm | 2 | 1 | N/A | N/A | 0.070448 | 6.5 | 9
TORO 60 P/N-Z, B | TORO | NEW |  | 55+10W | 3000K-4000K | 3275953ZBTW | 8585054433926 | LED2 3275953ZBTW TORO 60 P/N-Z, B ZIGBEE TW DIM 55+10W 3000K-4000K | 19194.23 | 15863 | 7.5 | BLACK | 9017 | ALUMINIUM/PC | OPAL | 220-240V/50-60Hz | 1300 + 250 mA | ZIGBEE TW | N/A | 90+ | < 3 | L80B20 50.000h | 4875lm | 75lm/W | 130lm/W | N/A | F | N/A | 160° | IP 20 | d600 mm | N/A |  | d600 mm | 2500 mm | N/A | 640x640x110+460x460x120 mm | 2 | 1 | N/A | N/A | 0.070448 | 6.5 | 9
TORO 60 P/N-Z, CF | TORO | NEW |  | 55+10W | 3000K/4000K | 3275958D | 8585054433933 | LED2 3275958D TORO 60 P/N-Z, CF DALI/PUSH DIM 55+10W 3000K/4000K | 15965.95 | 13195 | 7.5 | COFFEE | 8025 | ALUMINIUM/PC | OPAL | 220-240V/50-60Hz | 1300 + 250 mA | DALI/PUSH | N/A | 90+ | < 3 | L80B20 50.000h | 4875lm | 75lm/W | 130lm/W | N/A | F | N/A | 160° | IP 20 | d600 mm | N/A |  | d600 mm | 2500 mm | N/A | 640x640x110+460x460x120 mm | 2 | 1 | N/A | N/A | 0.070448 | 6.5 | 9
TORO 60 P/N-Z, CF | TORO | NEW |  | 55+10W | 3000K/4000K | 3275958DT | 8585054433940 | LED2 3275958DT TORO 60 P/N-Z, CF TRIAC DIM 55+10W 3000K/4000K | 12807.85 | 10585 | 7.5 | COFFEE | 8025 | ALUMINIUM/PC | OPAL | 220-240V/50-60Hz | 1300 + 250 mA | TRIAC | N/A | 90+ | < 3 | L80B20 50.000h | 4875lm | 75lm/W | 130lm/W | N/A | F | N/A | 160° | IP 20 | d600 mm | N/A |  | d600 mm | 2500 mm | N/A | 640x640x110+460x460x120 mm | 2 | 1 | N/A | N/A | 0.070448 | 6.5 | 9
TORO 60 P/N-Z, CF | TORO | NEW |  | 55+10W | 3000K-4000K | 3275958DTW | 8585054433957 | LED2 3275958DTW TORO 60 P/N-Z, CF DALI TW DIM 55+10W 3000K-4000K | 16211.58 | 13398 | 7.5 | COFFEE | 8025 | ALUMINIUM/PC | OPAL | 220-240V/50-60Hz | 1300 + 250 mA | DALI TW/PUSH TW | N/A | 90+ | < 3 | L80B20 50.000h | 4875lm | 75lm/W | 130lm/W | N/A | F | N/A | 160° | IP 20 | d600 mm | N/A |  | d600 mm | 2500 mm | N/A | 640x640x110+460x460x120 mm | 2 | 1 | N/A | N/A | 0.070448 | 6.5 | 9
TORO 60 P/N-Z, CF | TORO | NEW |  | 55+10W | 3000K-4000K | 3275958CSTW | 8585054433964 | LED2 3275958CSTW TORO 60 P/N-Z, CF CASAMBI TW DIM 55+10W 3000K-4000K | 21685.62 | 17922 | 7.5 | COFFEE | 8025 | ALUMINIUM/PC | OPAL | 220-240V/50-60Hz | 1300 + 250 mA | CASAMBI TW | N/A | 90+ | < 3 | L80B20 50.000h | 4875lm | 75lm/W | 130lm/W | N/A | F | N/A | 160° | IP 20 | d600 mm | N/A |  | d600 mm | 2500 mm | N/A | 640x640x110+460x460x120 mm | 2 | 1 | N/A | N/A | 0.070448 | 6.5 | 9
TORO 60 P/N-Z, CF | TORO | NEW |  | 55+10W | 3000K-4000K | 3275958ZBTW | 8585054433971 | LED2 3275958ZBTW TORO 60 P/N-Z, CF ZIGBEE TW DIM 55+10W 3000K-4000K | 19194.23 | 15863 | 7.5 | COFFEE | 8025 | ALUMINIUM/PC | OPAL | 220-240V/50-60Hz | 1300 + 250 mA | ZIGBEE TW | N/A | 90+ | < 3 | L80B20 50.000h | 4875lm | 75lm/W | 130lm/W | N/A | F | N/A | 160° | IP 20 | d600 mm | N/A |  | d600 mm | 2500 mm | N/A | 640x640x110+460x460x120 mm | 2 | 1 | N/A | N/A | 0.070448 | 6.5 | 9
TORO 80 P/N-Z, W | TORO | NEW |  | 80+12W | 3000K/4000K | 3276051D | 8585054433988 | LED2 3276051D TORO 80 P/N-Z, W DALI/PUSH DIM 80+12W 3000K/4000K | 21475.08 | 17748 | 7.5 | WHITE | 9003 | ALUMINIUM/PC | OPAL | 220-240V/50-60Hz | 1300 + 250 mA | DALI/PUSH | N/A | 90+ | < 3 | L80B20 50.000h | 6900lm | 75lm/W | 130lm/W | N/A | F | N/A | 160° | IP 20 | d800 mm | N/A |  | d800 mm | 2500 mm | N/A | 840x840x110+660x660x120 mm | 2 | 1 | N/A | N/A | 0.12989 | 10.1 | 13.1
TORO 80 P/N-Z, W | TORO | NEW |  | 80+12W | 3000K/4000K | 3276051DT | 8585054433995 | LED2 3276051DT TORO 80 P/N-Z, W TRIAC DIM 80+12W 3000K/4000K | 18211.71 | 15051 | 7.5 | WHITE | 9003 | ALUMINIUM/PC | OPAL | 220-240V/50-60Hz | 1900 + 300 mA | TRIAC | N/A | 90+ | < 3 | L80B20 50.000h | 6900lm | 75lm/W | 130lm/W | N/A | F | N/A | 160° | IP 20 | d800 mm | N/A |  | d800 mm | 2500 mm | N/A | 840x840x110+660x660x120 mm | 2 | 1 | N/A | N/A | 0.12989 | 10.1 | 13.1
TORO 80 P/N-Z, W | TORO | NEW |  | 80+12W | 3000K-4000K | 3276051DTW | 8585054434008 | LED2 3276051DTW TORO 80 P/N-Z, W DALI TW DIM 80+12W 3000K-4000K | 22387.42 | 18502 | 7.5 | WHITE | 9003 | ALUMINIUM/PC | OPAL | 220-240V/50-60Hz | 2x 950 + 300 mA | DALI TW/PUSH TW | N/A | 90+ | < 3 | L80B20 50.000h | 6900lm | 75lm/W | 130lm/W | N/A | F | N/A | 160° | IP 20 | d800 mm | N/A |  | d800 mm | 2500 mm | N/A | 840x840x110+660x660x120 mm | 2 | 1 | N/A | N/A | 0.12989 | 10.1 | 13.1
TORO 80 P/N-Z, W | TORO | NEW |  | 80+12W | 3000K-4000K | 3276051CSTW | 8585054434015 | LED2 3276051CSTW TORO 80 P/N-Z, W CASAMBI TW DIM 80+12W 3000K-4000K | 27861.46 | 23026 | 7.5 | WHITE | 9003 | ALUMINIUM/PC | OPAL | 220-240V/50-60Hz | 1900 + 300 mA | CASAMBI TW | N/A | 90+ | < 3 | L80B20 50.000h | 6900lm | 75lm/W | 130lm/W | N/A | F | N/A | 160° | IP 20 | d800 mm | N/A |  | d800 mm | 2500 mm | N/A | 840x840x110+660x660x120 mm | 2 | 1 | N/A | N/A | 0.12989 | 10.1 | 13.1
TORO 80 P/N-Z, W | TORO | NEW |  | 80+12W | 3000K-4000K | 3276051ZBTW | 8585054434022 | LED2 3276051ZBTW TORO 80 P/N-Z, W ZIGBEE TW DIM 80+12W 3000K-4000K | 25370.07 | 20967 | 7.5 | WHITE | 9003 | ALUMINIUM/PC | OPAL | 220-240V/50-60Hz | 1900 + 300 mA | ZIGBEE TW | N/A | 90+ | < 3 | L80B20 50.000h | 6900lm | 75lm/W | 130lm/W | N/A | F | N/A | 160° | IP 20 | d800 mm | N/A |  | d800 mm | 2500 mm | N/A | 840x840x110+660x660x120 mm | 2 | 1 | N/A | N/A | 0.12989 | 10.1 | 13.1
TORO 80 P/N-Z, B | TORO | NEW |  | 80+12W | 3000K/4000K | 3276053D | 8585054434039 | LED2 3276053D TORO 80 P/N-Z, B DALI/PUSH DIM 80+12W 3000K/4000K | 21475.08 | 17748 | 7.5 | BLACK | 9017 | ALUMINIUM/PC | OPAL | 220-240V/50-60Hz | 1900 + 300 mA | DALI/PUSH | N/A | 90+ | < 3 | L80B20 50.000h | 6900lm | 75lm/W | 130lm/W | N/A | F | N/A | 160° | IP 20 | d800 mm | N/A |  | d800 mm | 2500 mm | N/A | 840x840x110+660x660x120 mm | 2 | 1 | N/A | N/A | 0.12989 | 10.1 | 13.1
TORO 80 P/N-Z, B | TORO | NEW |  | 80+12W | 3000K/4000K | 3276053DT | 8585054434046 | LED2 3276053DT TORO 80 P/N-Z, B TRIAC DIM 80+12W 3000K/4000K | 18211.71 | 15051 | 7.5 | BLACK | 9017 | ALUMINIUM/PC | OPAL | 220-240V/50-60Hz | 1900 + 300 mA | TRIAC | N/A | 90+ | < 3 | L80B20 50.000h | 6900lm | 75lm/W | 130lm/W | N/A | F | N/A | 160° | IP 20 | d800 mm | N/A |  | d800 mm | 2500 mm | N/A | 840x840x110+660x660x120 mm | 2 | 1 | N/A | N/A | 0.12989 | 10.1 | 13.1
TORO 80 P/N-Z, B | TORO | NEW |  | 80+12W | 3000K-4000K | 3276053DTW | 8585054434053 | LED2 3276053DTW TORO 80 P/N-Z, B DALI TW DIM 80+12W 3000K-4000K | 22387.42 | 18502 | 7.5 | BLACK | 9017 | ALUMINIUM/PC | OPAL | 220-240V/50-60Hz | 2x 950 + 300 mA | DALI TW/PUSH TW | N/A | 90+ | < 3 | L80B20 50.000h | 6900lm | 75lm/W | 130lm/W | N/A | F | N/A | 160° | IP 20 | d800 mm | N/A |  | d800 mm | 2500 mm | N/A | 840x840x110+660x660x120 mm | 2 | 1 | N/A | N/A | 0.12989 | 10.1 | 13.1
TORO 80 P/N-Z, B | TORO | NEW |  | 80+12W | 3000K-4000K | 3276053CSTW | 8585054434060 | LED2 3276053CSTW TORO 80 P/N-Z, B CASAMBI TW DIM 80+12W 3000K-4000K | 27861.46 | 23026 | 7.5 | BLACK | 9017 | ALUMINIUM/PC | OPAL | 220-240V/50-60Hz | 1900 + 300 mA | CASAMBI TW | N/A | 90+ | < 3 | L80B20 50.000h | 6900lm | 75lm/W | 130lm/W | N/A | F | N/A | 160° | IP 20 | d800 mm | N/A |  | d800 mm | 2500 mm | N/A | 840x840x110+660x660x120 mm | 2 | 1 | N/A | N/A | 0.12989 | 10.1 | 13.1
TORO 80 P/N-Z, B | TORO | NEW |  | 80+12W | 3000K-4000K | 3276053ZBTW | 8585054434077 | LED2 3276053ZBTW TORO 80 P/N-Z, B ZIGBEE TW DIM 80+12W 3000K-4000K | 25370.07 | 20967 | 7.5 | BLACK | 9017 | ALUMINIUM/PC | OPAL | 220-240V/50-60Hz | 1900 + 300 mA | ZIGBEE TW | N/A | 90+ | < 3 | L80B20 50.000h | 6900lm | 75lm/W | 130lm/W | N/A | F | N/A | 160° | IP 20 | d800 mm | N/A |  | d800 mm | 2500 mm | N/A | 840x840x110+660x660x120 mm | 2 | 1 | N/A | N/A | 0.12989 | 10.1 | 13.1
TORO 80 P/N-Z, CF | TORO | NEW |  | 80+12W | 3000K/4000K | 3276058D | 8585054434084 | LED2 3276058D TORO 80 P/N-Z, CF DALI/PUSH DIM 80+12W 3000K/4000K | 21475.08 | 17748 | 7.5 | COFFEE | 8025 | ALUMINIUM/PC | OPAL | 220-240V/50-60Hz | 1900 + 300 mA | DALI/PUSH | N/A | 90+ | < 3 | L80B20 50.000h | 6900lm | 75lm/W | 130lm/W | N/A | F | N/A | 160° | IP 20 | d800 mm | N/A |  | d800 mm | 2500 mm | N/A | 840x840x110+660x660x120 mm | 2 | 1 | N/A | N/A | 0.12989 | 10.1 | 13.1
TORO 80 P/N-Z, CF | TORO | NEW |  | 80+12W | 3000K/4000K | 3276058DT | 8585054434091 | LED2 3276058DT TORO 80 P/N-Z, CF TRIAC DIM 80+12W 3000K/4000K | 18211.71 | 15051 | 7.5 | COFFEE | 8025 | ALUMINIUM/PC | OPAL | 220-240V/50-60Hz | 1900 + 300 mA | TRIAC | N/A | 90+ | < 3 | L80B20 50.000h | 6900lm | 75lm/W | 130lm/W | N/A | F | N/A | 160° | IP 20 | d800 mm | N/A |  | d800 mm | 2500 mm | N/A | 840x840x110+660x660x120 mm | 2 | 1 | N/A | N/A | 0.12989 | 10.1 | 13.1
TORO 80 P/N-Z, CF | TORO | NEW |  | 80+12W | 3000K-4000K | 3276058DTW | 8585054434107 | LED2 3276058DTW TORO 80 P/N-Z, CF DALI TW DIM 80+12W 3000K-4000K | 22387.42 | 18502 | 7.5 | COFFEE | 8025 | ALUMINIUM/PC | OPAL | 220-240V/50-60Hz | 2x 950 + 300 mA | DALI TW/PUSH TW | N/A | 90+ | < 3 | L80B20 50.000h | 6900lm | 75lm/W | 130lm/W | N/A | F | N/A | 160° | IP 20 | d800 mm | N/A |  | d800 mm | 2500 mm | N/A | 840x840x110+660x660x120 mm | 2 | 1 | N/A | N/A | 0.12989 | 10.1 | 13.1
TORO 80 P/N-Z, CF | TORO | NEW |  | 80+12W | 3000K-4000K | 3276058CSTW | 8585054434114 | LED2 3276058CSTW TORO 80 P/N-Z, CF CASAMBI TW DIM 80+12W 3000K-4000K | 27861.46 | 23026 | 7.5 | COFFEE | 8025 | ALUMINIUM/PC | OPAL | 220-240V/50-60Hz | 1900 + 300 mA | CASAMBI TW | N/A | 90+ | < 3 | L80B20 50.000h | 6900lm | 75lm/W | 130lm/W | N/A | F | N/A | 160° | IP 20 | d800 mm | N/A |  | d800 mm | 2500 mm | N/A | 840x840x110+660x660x120 mm | 2 | 1 | N/A | N/A | 0.12989 | 10.1 | 13.1
TORO 80 P/N-Z, CF | TORO | NEW |  | 80+12W | 3000K-4000K | 3276058ZBTW | 8585054434121 | LED2 3276058ZBTW TORO 80 P/N-Z, CF ZIGBEE TW DIM 80+12W 3000K-4000K | 25370.07 | 20967 | 7.5 | COFFEE | 8025 | ALUMINIUM/PC | OPAL | 220-240V/50-60Hz | 1900 + 300 mA | ZIGBEE TW | N/A | 90+ | < 3 | L80B20 50.000h | 6900lm | 75lm/W | 130lm/W | N/A | F | N/A | 160° | IP 20 | d800 mm | N/A |  | d800 mm | 2500 mm | N/A | 840x840x110+660x660x120 mm | 2 | 1 | N/A | N/A | 0.12989 | 10.1 | 13.1
BELLA 48 P-Z, W | BELLA |  |  | 40W | 3000K/4000K | 3270351 | 8585054403479 | LED2 3270351 BELLA 48 P-Z, W 40W 2CCT 3000K/4000K | 6246.02 | 5162 | 4 | WHITE | 9003 | ALUMINIUM/PMMA | OPAL | 220-240V/50-60Hz | 1900 + 300 mA | ON/OFF | N/A | 90+ | < 3 | L80B20 50.000h | 2430lm | 61lm/W | 157lm/W | N/A | G | N/A | 160° | IP 20 | d480 mm | N/A | 60 mm | d480x60 mm | 2500 mm | N/A | 565x565x165 mm | 2 | 1 | N/A | N/A | 0.052672 | 2.5 | 3.7
BELLA 48 P-Z, W | BELLA |  |  | 40W | 3000K/4000K | 3270351D | 8585054404728 | LED2 3270351D BELLA 48 P-Z, W DALI/PUSH DIM 40W 2CCT 3000K/4000K | 7649.62 | 6322 | 4 | WHITE | 9003 | ALUMINIUM/PMMA | OPAL | 220-240V/50-60Hz | 1050 mA | DALI/PUSH | N/A | 90+ | < 3 | L80B20 50.000h | 2430lm | 61lm/W | 157lm/W | N/A | G | N/A | 160° | IP 20 | d480 mm | N/A | 60 mm | d480x60 mm | 2500 mm | N/A | 565x565x165 mm | 2 | 1 | N/A | N/A | 0.052672 | 2.5 | 3.7
BELLA 48 P-Z, W | BELLA |  |  | 40W | 3000K/4000K | 3270351DT | 8585054411658 | LED2 3270351DT BELLA 48 P-Z, W TRIAC DIM 40W 2CCT 3000K/4000K | 7474.17 | 6177 | 4 | WHITE | 9003 | ALUMINIUM/PMMA | OPAL | 220-240V/50-60Hz | 1050 mA | TRIAC | N/A | 90+ | < 3 | L80B20 50.000h | 2430lm | 61lm/W | 157lm/W | N/A | G | N/A | 160° | IP 20 | d480 mm | N/A | 60 mm | d480x60 mm | 2500 mm | N/A | 565x565x165 mm | 2 | 1 | N/A | N/A | 0.052672 | 2.5 | 3.7
BELLA 48 P-Z, W | BELLA |  |  | 40W | 3000K-4000K | 3270351DTW | 8585054418800 | LED2 3270351DTW BELLA 48 P-Z, W 40W DALI TW 3000K-4000K | 7860.16 | 6496 | 4 | WHITE | 9003 | ALUMINIUM/PMMA | OPAL | 220-240V/50-60Hz | 1050 mA | DALI TW/PUSH TW | N/A | 90+ | < 3 | L80B20 50.000h | 2430lm | 61lm/W | 157lm/W | N/A | G | N/A | 160° | IP 20 | d480 mm | N/A | 60 mm | d480x60 mm | 2500 mm | N/A | 565x565x165 mm | 2 | 1 | N/A | N/A | 0.052672 | 2.5 | 3.7
BELLA 48 P-Z, W | BELLA |  |  | 40W | 3000K-4000K | 3270351CSTW | 8585054418817 | LED2 3270351CSTW BELLA 48 P-Z, W 40W CASAMBI TW 3000K-4000K | 13334.2 | 11020 | 4 | WHITE | 9003 | ALUMINIUM/PMMA | OPAL | 220-240V/50-60Hz | 1050 mA | CASAMBI TW | N/A | 90+ | < 3 | L80B20 50.000h | 2430lm | 61lm/W | 157lm/W | N/A | G | N/A | 160° | IP 20 | d480 mm | N/A | 60 mm | d480x60 mm | 2500 mm | N/A | 565x565x165 mm | 2 | 1 | N/A | N/A | 0.052672 | 2.5 | 3.7
BELLA 48 P-Z, W | BELLA |  |  | 40W | 3000K-4000K | 3270351ZBTW | 8585054418824 | LED2 3270351ZBTW BELLA 48 P-Z, W 40W ZIGBEE TW 3000K-4000K | 8526.87 | 7047 | 4 | WHITE | 9003 | ALUMINIUM/PMMA | OPAL | 220-240V/50-60Hz | 1050 mA | ZIGBEE TW | N/A | 90+ | < 3 | L80B20 50.000h | 2430lm | 61lm/W | 157lm/W | N/A | G | N/A | 160° | IP 20 | d480 mm | N/A | 60 mm | d480x60 mm | 2500 mm | N/A | 565x565x165 mm | 2 | 1 | N/A | N/A | 0.052672 | 2.5 | 3.7
BELLA 48 P-Z, B | BELLA |  |  | 40W | 3000K/4000K | 3270353 | 8585054403486 | LED2 3270353 BELLA 48 P-Z, B 40W 2CCT 3000K/4000K | 6246.02 | 5162 | 4 | BLACK | 9017 | ALUMINIUM/PMMA | OPAL | 220-240V/50-60Hz | 1050 mA | ON/OFF | N/A | 90+ | < 3 | L80B20 50.000h | 2430lm | 61lm/W | 157lm/W | N/A | G | N/A | 160° | IP 20 | d480 mm | N/A | 60 mm | d480x60 mm | 2500 mm | N/A | 565x565x165 mm | 2 | 1 | N/A | N/A | 0.052672 | 2.5 | 3.7
BELLA 48 P-Z, B | BELLA |  |  | 40W | 3000K/4000K | 3270353D | 8585054404735 | LED2 3270353D BELLA 48 P-Z, B DALI/PUSH DIM 40W 2CCT 3000K/4000K | 7649.62 | 6322 | 4 | BLACK | 9017 | ALUMINIUM/PMMA | OPAL | 220-240V/50-60Hz | 1050 mA | DALI/PUSH | N/A | 90+ | < 3 | L80B20 50.000h | 2430lm | 61lm/W | 157lm/W | N/A | G | N/A | 160° | IP 20 | d480 mm | N/A | 60 mm | d480x60 mm | 2500 mm | N/A | 565x565x165 mm | 2 | 1 | N/A | N/A | 0.052672 | 2.5 | 3.7
BELLA 48 P-Z, B | BELLA |  |  | 40W | 3000K/4000K | 3270353DT | 8585054411672 | LED2 3270353DT BELLA 48 P-Z, B TRIAC DIM 40W 2CCT 3000K/4000K | 7474.17 | 6177 | 4 | BLACK | 9017 | ALUMINIUM/PMMA | OPAL | 220-240V/50-60Hz | 1050 mA | TRIAC | N/A | 90+ | < 3 | L80B20 50.000h | 2430lm | 61lm/W | 157lm/W | N/A | G | N/A | 160° | IP 20 | d480 mm | N/A | 60 mm | d480x60 mm | 2500 mm | N/A | 565x565x165 mm | 2 | 1 | N/A | N/A | 0.052672 | 2.5 | 3.7
BELLA 48 P-Z, B | BELLA |  |  | 40W | 3000K-4000K | 3270353DTW | 8585054418848 | LED2 3270353DTW BELLA 48 P-Z, B 40W DALI TW 3000K-4000K | 7860.16 | 6496 | 4 | BLACK | 9017 | ALUMINIUM/PMMA | OPAL | 220-240V/50-60Hz | 1050 mA | DALI TW/PUSH TW | N/A | 90+ | < 3 | L80B20 50.000h | 2430lm | 61lm/W | 157lm/W | N/A | G | N/A | 160° | IP 20 | d480 mm | N/A | 60 mm | d480x60 mm | 2500 mm | N/A | 565x565x165 mm | 2 | 1 | N/A | N/A | 0.052672 | 2.5 | 3.7
BELLA 48 P-Z, B | BELLA |  |  | 40W | 3000K-4000K | 3270353CSTW | 8585054418855 | LED2 3270353CSTW BELLA 48 P-Z, B 40W CASAMBI TW 3000K-4000K | 13334.2 | 11020 | 4 | BLACK | 9017 | ALUMINIUM/PMMA | OPAL | 220-240V/50-60Hz | 1050 mA | CASAMBI TW | N/A | 90+ | < 3 | L80B20 50.000h | 2430lm | 61lm/W | 157lm/W | N/A | G | N/A | 160° | IP 20 | d480 mm | N/A | 60 mm | d480x60 mm | 2500 mm | N/A | 565x565x165 mm | 2 | 1 | N/A | N/A | 0.052672 | 2.5 | 3.7
BELLA 48 P-Z, B | BELLA |  |  | 40W | 3000K-4000K | 3270353ZBTW | 8585054418862 | LED2 3270353ZBTW BELLA 48 P-Z, B 40W ZIGBEE TW 3000K-4000K | 8526.87 | 7047 | 4 | BLACK | 9017 | ALUMINIUM/PMMA | OPAL | 220-240V/50-60Hz | 1050 mA | ZIGBEE TW | N/A | 90+ | < 3 | L80B20 50.000h | 2430lm | 61lm/W | 157lm/W | N/A | G | N/A | 160° | IP 20 | d480 mm | N/A | 60 mm | d480x60 mm | 2500 mm | N/A | 565x565x166 mm | 2 | 1 | N/A | N/A | 0.052991 | 2.5 | 3.7
BELLA 60 P-Z, W | BELLA |  |  | 50W | 3000K/4000K | 3270451D | 8585054404742 | LED2 3270451D BELLA 60 P-Z, W DALI/PUSH DIM 50W 2CCT 3000K/4000K | 12246.41 | 10121 | 7.5 | WHITE | 9003 | ALUMINIUM/PMMA | OPAL | 220-240V/50-60Hz | 1300 mA | DALI/PUSH | N/A | 90+ | < 3 | L80B20 50.000h | 3450lm | 69lm/W | 134lm/W | N/A | G | N/A | 160° | IP 20 | d600 mm | N/A | 60 mm | d600x60 mm | 2500 mm | N/A | 685x685x165 mm | 2 | 1 | N/A | N/A | 0.077422 | 3 | 4.6
BELLA 60 P-Z, W | BELLA |  |  | 50W | 3000K/4000K | 3270451DT | 8585054411696 | LED2 3270451DT BELLA 60 P-Z, W TRIAC DIM 50W 2CCT 3000K/4000K | 10281.37 | 8497 | 7.5 | WHITE | 9003 | ALUMINIUM/PMMA | OPAL | 220-240V/50-60Hz | 1300 mA | TRIAC | N/A | 90+ | < 3 | L80B20 50.000h | 3450lm | 69lm/W | 134lm/W | N/A | G | N/A | 160° | IP 20 | d600 mm | N/A | 60 mm | d600x60 mm | 2500 mm | N/A | 685x685x165 mm | 2 | 1 | N/A | N/A | 0.077422 | 3 | 4.6
BELLA 60 P-Z, W | BELLA |  |  | 50W | 3000K-4000K | 3270451DTW | 8585054418886 | LED2 3270451DTW BELLA 60 P-Z, W 50W DALI TW 3000K-4000K | 12386.77 | 10237 | 7.5 | WHITE | 9003 | ALUMINIUM/PMMA | OPAL | 220-240V/50-60Hz | 1300 mA | DALI TW/PUSH TW | N/A | 90+ | < 3 | L80B20 50.000h | 3450lm | 69lm/W | 134lm/W | N/A | G | N/A | 160° | IP 20 | d600 mm | N/A | 60 mm | d600x60 mm | 2500 mm | N/A | 685x685x165 mm | 2 | 1 | N/A | N/A | 0.077422 | 3 | 4.6
BELLA 60 P-Z, W | BELLA |  |  | 50W | 3000K-4000K | 3270451CSTW | 8585054418893 | LED2 3270451CSTW BELLA 60 P-Z, W 50W CASAMBI TW 3000K-4000K | 19825.85 | 16385 | 7.5 | WHITE | 9003 | ALUMINIUM/PMMA | OPAL | 220-240V/50-60Hz | 1300 mA | CASAMBI TW | N/A | 90+ | < 3 | L80B20 50.000h | 3450lm | 69lm/W | 134lm/W | N/A | G | N/A | 160° | IP 20 | d600 mm | N/A | 60 mm | d600x60 mm | 2500 mm | N/A | 685x685x165 mm | 2 | 1 | N/A | N/A | 0.077422 | 3 | 4.6
BELLA 60 P-Z, W | BELLA |  |  | 50W | 3000K-4000K | 3270451ZBTW | 8585054418909 | LED2 3270451ZBTW BELLA 60 P-Z, W 50W ZIGBEE TW 3000K-4000K | 13018.39 | 10759 | 7.5 | WHITE | 9003 | ALUMINIUM/PMMA | OPAL | 220-240V/50-60Hz | 1300 mA | ZIGBEE TW | N/A | 90+ | < 3 | L80B20 50.000h | 3450lm | 69lm/W | 134lm/W | N/A | G | N/A | 160° | IP 20 | d600 mm | N/A | 60 mm | d600x60 mm | 2500 mm | N/A | 685x685x165 mm | 2 | 1 | N/A | N/A | 0.077422 | 3 | 4.6
BELLA 60 P-Z, B | BELLA |  |  | 50W | 3000K/4000K | 3270453D | 8585054404759 | LED2 3270453D BELLA 60 P-Z, B DALI/PUSH DIM 50W 2CCT 3000K/4000K | 12246.41 | 10121 | 7.5 | BLACK | 9017 | ALUMINIUM/PMMA | OPAL | 220-240V/50-60Hz | 1300 mA | DALI/PUSH | N/A | 90+ | < 3 | L80B20 50.000h | 3450lm | 69lm/W | 134lm/W | N/A | G | N/A | 160° | IP 20 | d600 mm | N/A | 60 mm | d600x60 mm | 2500 mm | N/A | 685x685x165 mm | 2 | 1 | N/A | N/A | 0.077422 | 3 | 4.6
BELLA 60 P-Z, B | BELLA |  |  | 50W | 3000K/4000K | 3270453DT | 8585054411719 | LED2 3270453DT BELLA 60 P-Z, B TRIAC DIM 50W 2CCT 3000K/4000K | 10281.37 | 8497 | 7.5 | BLACK | 9017 | ALUMINIUM/PMMA | OPAL | 220-240V/50-60Hz | 1300 mA | TRIAC | N/A | 90+ | < 3 | L80B20 50.000h | 3450lm | 69lm/W | 134lm/W | N/A | G | N/A | 160° | IP 20 | d600 mm | N/A | 60 mm | d600x60 mm | 2500 mm | N/A | 685x685x165 mm | 2 | 1 | N/A | N/A | 0.077422 | 3 | 4.6
BELLA 60 P-Z, B | BELLA |  |  | 50W | 3000K-4000K | 3270453DTW | 8585054418923 | LED2 3270453DTW BELLA 60 P-Z, B 50W DALI TW 3000K-4000K | 12386.77 | 10237 | 7.5 | BLACK | 9017 | ALUMINIUM/PMMA | OPAL | 220-240V/50-60Hz | 1300 mA | DALI TW/PUSH TW | N/A | 90+ | < 3 | L80B20 50.000h | 3450lm | 69lm/W | 134lm/W | N/A | G | N/A | 160° | IP 20 | d600 mm | N/A | 60 mm | d600x60 mm | 2500 mm | N/A | 685x685x165 mm | 2 | 1 | N/A | N/A | 0.077422 | 3 | 4.6
BELLA 60 P-Z, B | BELLA |  |  | 50W | 3000K-4000K | 3270453CSTW | 8585054418930 | LED2 3270453CSTW BELLA 60 P-Z, B 50W CASAMBI TW 3000K-4000K | 19825.85 | 16385 | 7.5 | BLACK | 9017 | ALUMINIUM/PMMA | OPAL | 220-240V/50-60Hz | 1300 mA | CASAMBI TW | N/A | 90+ | < 3 | L80B20 50.000h | 3450lm | 69lm/W | 134lm/W | N/A | G | N/A | 160° | IP 20 | d600 mm | N/A | 60 mm | d600x60 mm | 2500 mm | N/A | 685x685x165 mm | 2 | 1 | N/A | N/A | 0.077422 | 3 | 4.6
BELLA 60 P-Z, B | BELLA |  |  | 50W | 3000K-4000K | 3270453ZBTW | 8585054418947 | LED2 3270453ZBTW BELLA 60 P-Z, B 50W ZIGBEE TW 3000K-4000K | 13018.39 | 10759 | 7.5 | BLACK | 9017 | ALUMINIUM/PMMA | OPAL | 220-240V/50-60Hz | 1300 mA | ZIGBEE TW | N/A | 90+ | < 3 | L80B20 50.000h | 3450lm | 69lm/W | 134lm/W | N/A | G | N/A | 160° | IP 20 | d600 mm | N/A | 60 mm | d600x60 mm | 2500 mm | N/A | 685x685x165 mm | 2 | 1 | N/A | N/A | 0.077422 | 3 | 4.6
BELLA SLIM 48 P-Z, W | BELLA SLIM |  |  | 38W | 3000K/4000K | 3271851 | 8585054405497 | LED2 3271851 BELLA SLIM 48 P-Z, W 38W 2CCT 3000K/4000K | 6246.02 | 5162 | 4 | WHITE | 9003 | ALUMINIUM/PMMA | OPAL | 220-240V/50-60Hz | 950 mA | ON/OFF | N/A | 90+ | < 3 | L80B20 50.000h | 2660lm | 70lm/W | 130lm/W | N/A | G | N/A | 160° | IP 20 | d480 mm | N/A | 35 mm | d480x35 mm | 2500 mm | N/A | 520x520x95 mm | 2 | 1 | N/A | N/A | 0.025688 | 1.7 | 2.7
BELLA SLIM 48 P-Z, W | BELLA SLIM |  |  | 38W | 3000K/4000K | 3271851D | 8585054405503 | LED2 3271851D BELLA SLIM 48 P-Z, W DALI/PUSH DIM 38W 2CCT 3000K/4000K | 7649.62 | 6322 | 4 | WHITE | 9003 | ALUMINIUM/PMMA | OPAL | 220-240V/50-60Hz | 950 mA | DALI/PUSH | N/A | 90+ | < 3 | L80B20 50.000h | 2660lm | 70lm/W | 130lm/W | N/A | G | N/A | 160° | IP 20 | d480 mm | N/A | 35 mm | d480x35 mm | 2500 mm | N/A | 520x520x95 mm | 2 | 1 | N/A | N/A | 0.025688 | 1.7 | 2.7
BELLA SLIM 48 P-Z, W | BELLA SLIM |  |  | 38W | 3000K/4000K | 3271851DT | 8585054411726 | LED2 3271851DT BELLA SLIM 48 P-Z, W TRIAC DIM 38W 2CCT 3000K/4000K | 7368.9 | 6090 | 4 | WHITE | 9003 | ALUMINIUM/PMMA | OPAL | 220-240V/50-60Hz | 950 mA | TRIAC | N/A | 90+ | < 3 | L80B20 50.000h | 2660lm | 70lm/W | 130lm/W | N/A | G | N/A | 160° | IP 20 | d480 mm | N/A | 35 mm | d480x35 mm | 2500 mm | N/A | 520x520x95 mm | 2 | 1 | N/A | N/A | 0.025688 | 1.7 | 2.7
BELLA SLIM 48 P-Z, W | BELLA SLIM |  |  | 38W | 3000K-4000K | 3271851DTW | 8585054418961 | LED2 3271851DTW BELLA SLIM 48 P-Z, W 38W DALI TW 3000K-4000K | 7860.16 | 6496 | 4 | WHITE | 9003 | ALUMINIUM/PMMA | OPAL | 220-240V/50-60Hz | 950 mA | DALI TW/PUSH TW | N/A | 90+ | < 3 | L80B20 50.000h | 2660lm | 70lm/W | 130lm/W | N/A | G | N/A | 160° | IP 20 | d480 mm | N/A | 35 mm | d480x35 mm | 2500 mm | N/A | 520x520x95 mm | 2 | 1 | N/A | N/A | 0.025688 | 1.7 | 2.7
BELLA SLIM 48 P-Z, W | BELLA SLIM |  |  | 38W | 3000K-4000K | 3271851CSTW | 8585054418978 | LED2 3271851CSTW BELLA SLIM 48 P-Z, W 38W CASAMBI TW 3000K-4000K | 13334.2 | 11020 | 4 | WHITE | 9003 | ALUMINIUM/PMMA | OPAL | 220-240V/50-60Hz | 950 mA | CASAMBI TW | N/A | 90+ | < 3 | L80B20 50.000h | 2660lm | 70lm/W | 130lm/W | N/A | G | N/A | 160° | IP 20 | d480 mm | N/A | 35 mm | d480x35 mm | 2500 mm | N/A | 520x520x95 mm | 2 | 1 | N/A | N/A | 0.025688 | 1.7 | 2.7
BELLA SLIM 48 P-Z, W | BELLA SLIM |  |  | 38W | 3000K-4000K | 3271851ZBTW | 8585054418985 | LED2 3271851ZBTW BELLA SLIM 48 P-Z, W 38W ZIGBEE TW 3000K-4000K | 8526.87 | 7047 | 4 | WHITE | 9003 | ALUMINIUM/PMMA | OPAL | 220-240V/50-60Hz | 950 mA | ZIGBEE TW | N/A | 90+ | < 3 | L80B20 50.000h | 2660lm | 70lm/W | 130lm/W | N/A | G | N/A | 160° | IP 20 | d480 mm | N/A | 35 mm | d480x35 mm | 2500 mm | N/A | 520x520x95 mm | 2 | 1 | N/A | N/A | 0.025688 | 1.7 | 2.7
BELLA SLIM 48 P-Z, B | BELLA SLIM |  |  | 38W | 3000K/4000K | 3271853 | 8585054405510 | LED2 3271853 BELLA SLIM 48 P-Z, B 38W 2CCT 3000K/4000K | 6246.02 | 5162 | 4 | BLACK | 9017 | ALUMINIUM/PMMA | OPAL | 220-240V/50-60Hz | 950 mA | ON/OFF | N/A | 90+ | < 3 | L80B20 50.000h | 2660lm | 70lm/W | 130lm/W | N/A | G | N/A | 160° | IP 20 | d480 mm | N/A | 35 mm | d480x35 mm | 2500 mm | N/A | 520x520x95 mm | 2 | 1 | N/A | N/A | 0.025688 | 1.7 | 2.7
BELLA SLIM 48 P-Z, B | BELLA SLIM |  |  | 38W | 3000K/4000K | 3271853D | 8585054405527 | LED2 3271853D BELLA SLIM 48 P-Z, B DALI/PUSH DIM 38W 2CCT 3000K/4000K | 7649.62 | 6322 | 4 | BLACK | 9017 | ALUMINIUM/PMMA | OPAL | 220-240V/50-60Hz | 950 mA | DALI/PUSH | N/A | 90+ | < 3 | L80B20 50.000h | 2660lm | 70lm/W | 130lm/W | N/A | G | N/A | 160° | IP 20 | d480 mm | N/A | 35 mm | d480x35 mm | 2500 mm | N/A | 520x520x95 mm | 2 | 1 | N/A | N/A | 0.025688 | 1.7 | 2.7
BELLA SLIM 48 P-Z, B | BELLA SLIM |  |  | 38W | 3000K/4000K | 3271853DT | 8585054411733 | LED2 3271853DT BELLA SLIM 48 P-Z, B TRIAC DIM 38W 2CCT 3000K/4000K | 7368.9 | 6090 | 4 | BLACK | 9017 | ALUMINIUM/PMMA | OPAL | 220-240V/50-60Hz | 950 mA | TRIAC | N/A | 90+ | < 3 | L80B20 50.000h | 2660lm | 70lm/W | 130lm/W | N/A | G | N/A | 160° | IP 20 | d480 mm | N/A | 35 mm | d480x35 mm | 2500 mm | N/A | 520x520x95 mm | 2 | 1 | N/A | N/A | 0.025688 | 1.7 | 2.7
BELLA SLIM 48 P-Z, B | BELLA SLIM |  |  | 38W | 3000K-4000K | 3271853DTW | 8585054419005 | LED2 3271853DTW BELLA SLIM 48 P-Z, B 38W DALI TW 3000K-4000K | 7860.16 | 6496 | 4 | BLACK | 9017 | ALUMINIUM/PMMA | OPAL | 220-240V/50-60Hz | 950 mA | DALI TW/PUSH TW | N/A | 90+ | < 3 | L80B20 50.000h | 2660lm | 70lm/W | 130lm/W | N/A | G | N/A | 160° | IP 20 | d480 mm | N/A | 35 mm | d480x35 mm | 2500 mm | N/A | 520x520x95 mm | 2 | 1 | N/A | N/A | 0.025688 | 1.7 | 2.7
BELLA SLIM 48 P-Z, B | BELLA SLIM |  |  | 38W | 3000K-4000K | 3271853CSTW | 8585054419012 | LED2 3271853CSTW BELLA SLIM 48 P-Z, B 38W CASAMBI TW 3000K-4000K | 13334.2 | 11020 | 4 | BLACK | 9017 | ALUMINIUM/PMMA | OPAL | 220-240V/50-60Hz | 950 mA | CASAMBI TW | N/A | 90+ | < 3 | L80B20 50.000h | 2660lm | 70lm/W | 130lm/W | N/A | G | N/A | 160° | IP 20 | d480 mm | N/A | 35 mm | d480x35 mm | 2500 mm | N/A | 520x520x95 mm | 2 | 1 | N/A | N/A | 0.025688 | 1.7 | 2.7
BELLA SLIM 48 P-Z, B | BELLA SLIM |  |  | 38W | 3000K-4000K | 3271853ZBTW | 8585054419029 | LED2 3271853ZBTW BELLA SLIM 48 P-Z, B 38W ZIGBEE TW 3000K-4000K | 8526.87 | 7047 | 4 | BLACK | 9017 | ALUMINIUM/PMMA | OPAL | 220-240V/50-60Hz | 950 mA | ZIGBEE TW | N/A | 90+ | < 3 | L80B20 50.000h | 2660lm | 70lm/W | 130lm/W | N/A | G | N/A | 160° | IP 20 | d480 mm | N/A | 35 mm | d480x35 mm | 2500 mm | N/A | 520x520x95 mm | 2 | 1 | N/A | N/A | 0.025688 | 1.7 | 2.7
BELLA SLIM 48 P-Z, CF | BELLA SLIM |  |  | 38W | 3000K/4000K | 3271858 | 8585054406012 | LED2 3271858 BELLA SLIM 48 P-Z, CF 38W 2CCT 3000K/4000K | 6246.02 | 5162 | 4 | COFFEE | 8025 | ALUMINIUM/PMMA | OPAL | 220-240V/50-60Hz | 950 mA | ON/OFF | N/A | 90+ | < 3 | L80B20 50.000h | 2660lm | 70lm/W | 130lm/W | N/A | G | N/A | 160° | IP 20 | d480 mm | N/A | 35 mm | d480x35 mm | 2500 mm | N/A | 520x520x95 mm | 2 | 1 | N/A | N/A | 0.025688 | 1.7 | 2.7
BELLA SLIM 48 P-Z, CF | BELLA SLIM |  |  | 38W | 3000K/4000K | 3271858D | 8585054406029 | LED2 3271858D BELLA SLIM 48 P-Z, CF DALI/PUSH DIM 38W 2CCT 3000K/4000K | 7649.62 | 6322 | 4 | COFFEE | 8025 | ALUMINIUM/PMMA | OPAL | 220-240V/50-60Hz | 950 mA | DALI/PUSH | N/A | 90+ | < 3 | L80B20 50.000h | 2660lm | 70lm/W | 130lm/W | N/A | G | N/A | 160° | IP 20 | d480 mm | N/A | 35 mm | d480x35 mm | 2500 mm | N/A | 520x520x95 mm | 2 | 1 | N/A | N/A | 0.025688 | 1.7 | 2.7
BELLA SLIM 48 P-Z, CF | BELLA SLIM |  |  | 38W | 3000K/4000K | 3271858DT | 8585054411740 | LED2 3271858DT BELLA SLIM 48 P-Z, CF TRIAC DIM 38W 2CCT 3000K/4000K | 7368.9 | 6090 | 4 | COFFEE | 8025 | ALUMINIUM/PMMA | OPAL | 220-240V/50-60Hz | 950 mA | TRIAC | N/A | 90+ | < 3 | L80B20 50.000h | 2660lm | 70lm/W | 130lm/W | N/A | G | N/A | 160° | IP 20 | d480 mm | N/A | 35 mm | d480x35 mm | 2500 mm | N/A | 520x520x95 mm | 2 | 1 | N/A | N/A | 0.025688 | 1.7 | 2.7
BELLA SLIM 48 P-Z, CF | BELLA SLIM |  |  | 38W | 3000K-4000K | 3271858DTW | 8585054419043 | LED2 3271858DTW BELLA SLIM 48 P-Z, CF 38W DALI TW 3000K-4000K | 7860.16 | 6496 | 4 | COFFEE | 8025 | ALUMINIUM/PMMA | OPAL | 220-240V/50-60Hz | 950 mA | DALI TW/PUSH TW | N/A | 90+ | < 3 | L80B20 50.000h | 2660lm | 70lm/W | 130lm/W | N/A | G | N/A | 160° | IP 20 | d480 mm | N/A | 35 mm | d480x35 mm | 2500 mm | N/A | 520x520x95 mm | 2 | 1 | N/A | N/A | 0.025688 | 1.7 | 2.7
BELLA SLIM 48 P-Z, CF | BELLA SLIM |  |  | 38W | 3000K-4000K | 3271858CSTW | 8585054419050 | LED2 3271858CSTW BELLA SLIM 48 P-Z, CF 38W CASAMBI TW 3000K-4000K | 13334.2 | 11020 | 4 | COFFEE | 8025 | ALUMINIUM/PMMA | OPAL | 220-240V/50-60Hz | 950 mA | CASAMBI TW | N/A | 90+ | < 3 | L80B20 50.000h | 2660lm | 70lm/W | 130lm/W | N/A | G | N/A | 160° | IP 20 | d480 mm | N/A | 35 mm | d480x35 mm | 2500 mm | N/A | 520x520x95 mm | 2 | 1 | N/A | N/A | 0.025688 | 1.7 | 2.7
BELLA SLIM 48 P-Z, CF | BELLA SLIM |  |  | 38W | 3000K-4000K | 3271858ZBTW | 8585054419067 | LED2 3271858ZBTW BELLA SLIM 48 P-Z, CF 38W ZIGBEE TW 3000K-4000K | 8526.87 | 7047 | 4 | COFFEE | 8025 | ALUMINIUM/PMMA | OPAL | 220-240V/50-60Hz | 950 mA | ZIGBEE TW | N/A | 90+ | < 3 | L80B20 50.000h | 2660lm | 70lm/W | 130lm/W | N/A | G | N/A | 160° | IP 20 | d480 mm | N/A | 35 mm | d480x35 mm | 2500 mm | N/A | 520x520x95 mm | 2 | 1 | N/A | N/A | 0.025688 | 1.7 | 2.7
BELLA SLIM 48 P-Z, G | BELLA SLIM | NEW |  | 38W | 3000K/4000K | 3271857 | 8585054432189 | LED2 3271857 BELLA SLIM 48 P-Z, G 38W 2CCT 3000K/4000K | 6246.02 | 5162 | 4 | GOLD | 1036 | ALUMINIUM/PMMA | OPAL | 220-240V/50-60Hz | 950 mA | ON/OFF | N/A | 90+ | < 3 | L80B20 50.000h | 2660lm | 70lm/W | 130lm/W | N/A | G | N/A | 160° | IP 20 | d480 mm | N/A | 35 mm | d480x35 mm | 2500 mm | N/A | 520x520x95 mm | 2 | 1 | N/A | N/A | 0.025688 | 1.7 | 2.7
BELLA SLIM 48 P-Z, G | BELLA SLIM | NEW |  | 38W | 3000K/4000K | 3271857D | 8585054432196 | LED2 3271857D BELLA SLIM 48 P-Z, G DALI/PUSH DIM 38W 2CCT 3000K/4000K | 7649.62 | 6322 | 4 | GOLD | 1036 | ALUMINIUM/PMMA | OPAL | 220-240V/50-60Hz | 950 mA | DALI/PUSH | N/A | 90+ | < 3 | L80B20 50.000h | 2660lm | 70lm/W | 130lm/W | N/A | G | N/A | 160° | IP 20 | d480 mm | N/A | 35 mm | d480x35 mm | 2500 mm | N/A | 520x520x95 mm | 2 | 1 | N/A | N/A | 0.025688 | 1.7 | 2.7
BELLA SLIM 48 P-Z, G | BELLA SLIM | NEW |  | 38W | 3000K/4000K | 3271857DT | 8585054432202 | LED2 3271857DT BELLA SLIM 48 P-Z, G TRIAC DIM 38W 2CCT 3000K/4000K | 7368.9 | 6090 | 4 | GOLD | 1036 | ALUMINIUM/PMMA | OPAL | 220-240V/50-60Hz | 950 mA | TRIAC | N/A | 90+ | < 3 | L80B20 50.000h | 2660lm | 70lm/W | 130lm/W | N/A | G | N/A | 160° | IP 20 | d480 mm | N/A | 35 mm | d480x35 mm | 2500 mm | N/A | 520x520x95 mm | 2 | 1 | N/A | N/A | 0.025688 | 1.7 | 2.7
BELLA SLIM 48 P-Z, G | BELLA SLIM | NEW |  | 38W | 3000K-4000K | 3271857DTW | 8585054432219 | LED2 3271857DTW BELLA SLIM 48 P-Z, G 38W DALI TW 3000K-4000K | 7860.16 | 6496 | 4 | GOLD | 1036 | ALUMINIUM/PMMA | OPAL | 220-240V/50-60Hz | 950 mA | DALI TW/PUSH TW | N/A | 90+ | < 3 | L80B20 50.000h | 2660lm | 70lm/W | 130lm/W | N/A | G | N/A | 160° | IP 20 | d480 mm | N/A | 35 mm | d480x35 mm | 2500 mm | N/A | 520x520x95 mm | 2 | 1 | N/A | N/A | 0.025688 | 1.7 | 2.7
BELLA SLIM 48 P-Z, G | BELLA SLIM | NEW |  | 38W | 3000K-4000K | 3271857CSTW | 8585054432226 | LED2 3271857CSTW BELLA SLIM 48 P-Z, G 38W CASAMBI TW 3000K-4000K | 13334.2 | 11020 | 4 | GOLD | 1036 | ALUMINIUM/PMMA | OPAL | 220-240V/50-60Hz | 950 mA | CASAMBI TW | N/A | 90+ | < 3 | L80B20 50.000h | 2660lm | 70lm/W | 130lm/W | N/A | G | N/A | 160° | IP 20 | d480 mm | N/A | 35 mm | d480x35 mm | 2500 mm | N/A | 520x520x95 mm | 2 | 1 | N/A | N/A | 0.025688 | 1.7 | 2.7
BELLA SLIM 48 P-Z, G | BELLA SLIM | NEW |  | 38W | 3000K-4000K | 3271857ZBTW | 8585054432233 | LED2 3271857ZBTW BELLA SLIM 48 P-Z, G 38W ZIGBEE TW 3000K-4000K | 8526.87 | 7047 | 4 | GOLD | 1036 | ALUMINIUM/PMMA | OPAL | 220-240V/50-60Hz | 950 mA | ZIGBEE TW | N/A | 90+ | < 3 | L80B20 50.000h | 2660lm | 70lm/W | 130lm/W | N/A | G | N/A | 160° | IP 20 | d480 mm | N/A | 35 mm | d480x35 mm | 2500 mm | N/A | 520x520x95 mm | 2 | 1 | N/A | N/A | 0.025688 | 1.7 | 2.7
BELLA SLIM 58 P-Z, W | BELLA SLIM |  |  | 48W | 3000K/4000K | 3273251 | 8585054412785 | LED2 3273251 BELLA SLIM 58 P-Z, W 48W 2CCT 3000K/4000K | 7895.25 | 6525 | 7.5 | WHITE | 9003 | ALUMINIUM/PMMA | OPAL | 220-240V/50-60Hz | 1200 mA | ON/OFF | N/A | 90+ | < 3 | L80B20 50.000h | 3360lm | 70lm/W | 158lm/W | N/A | G | N/A | 160° | IP 20 | d580 mm | N/A | 35 mm | d580x35 mm | 2500 mm | N/A | 630x630x100 mm | 2 | 1 | N/A | N/A | 0.03969 | 2 | 3.4
BELLA SLIM 58 P-Z, W | BELLA SLIM |  |  | 48W | 3000K/4000K | 3273251D | 8585054412792 | LED2 3273251D BELLA SLIM 58 P-Z, W DALI/PUSH DIM 48W 2CCT 3000K/4000K | 9860.29 | 8149 | 7.5 | WHITE | 9003 | ALUMINIUM/PMMA | OPAL | 220-240V/50-60Hz | 1200 mA | DALI/PUSH | N/A | 90+ | < 3 | L80B20 50.000h | 3360lm | 70lm/W | 158lm/W | N/A | G | N/A | 160° | IP 20 | d580 mm | N/A | 35 mm | d580x35 mm | 2500 mm | N/A | 630x630x100 mm | 2 | 1 | N/A | N/A | 0.03969 | 2 | 3.4
BELLA SLIM 58 P-Z, W | BELLA SLIM |  |  | 48W | 3000K/4000K | 3273251DT | 8585054412808 | LED2 3273251DT BELLA SLIM 58 P-Z, W TRIAC DIM 48W 2CCT 3000K/4000K | 9158.49 | 7569 | 7.5 | WHITE | 9003 | ALUMINIUM/PMMA | OPAL | 220-240V/50-60Hz | 1300 mA | TRIAC | N/A | 90+ | < 3 | L80B20 50.000h | 3360lm | 70lm/W | 158lm/W | N/A | G | N/A | 160° | IP 20 | d580 mm | N/A | 35 mm | d580x35 mm | 2500 mm | N/A | 630x630x100 mm | 2 | 1 | N/A | N/A | 0.03969 | 2 | 3.4
BELLA SLIM 58 P-Z, W | BELLA SLIM |  |  | 48W | 3000K-4000K | 3273251DTW | 8585054419203 | LED2 3273251DTW BELLA SLIM 58 P-Z, W 48W DALI TW 3000K-4000K | 9509.39 | 7859 | 7.5 | WHITE | 9003 | ALUMINIUM/PMMA | OPAL | 220-240V/50-60Hz | 1200 mA | DALI TW/PUSH TW | N/A | 90+ | < 3 | L80B20 50.000h | 3360lm | 70lm/W | 158lm/W | N/A | G | N/A | 160° | IP 20 | d580 mm | N/A | 35 mm | d580x35 mm | 2500 mm | N/A | 630x630x100 mm | 2 | 1 | N/A | N/A | 0.03969 | 2 | 3.4
BELLA SLIM 58 P-Z, W | BELLA SLIM |  |  | 48W | 3000K-4000K | 3273251CSTW | 8585054419210 | LED2 3273251CSTW BELLA SLIM 58 P-Z, W 48W CASAMBI TW 3000K-4000K | 14983.43 | 12383 | 7.5 | WHITE | 9003 | ALUMINIUM/PMMA | OPAL | 220-240V/50-60Hz | 1200 mA | CASAMBI TW | N/A | 90+ | < 3 | L80B20 50.000h | 3360lm | 70lm/W | 158lm/W | N/A | G | N/A | 160° | IP 20 | d580 mm | N/A | 35 mm | d580x35 mm | 2500 mm | N/A | 630x630x100 mm | 2 | 1 | N/A | N/A | 0.03969 | 2 | 3.4
BELLA SLIM 58 P-Z, W | BELLA SLIM |  |  | 48W | 3000K-4000K | 3273251ZBTW | 8585054419227 | LED2 3273251ZBTW BELLA SLIM 58 P-Z, W 48W ZIGBEE TW 3000K-4000K | 10176.1 | 8410 | 7.5 | WHITE | 9003 | ALUMINIUM/PMMA | OPAL | 220-240V/50-60Hz | 1200 mA | ZIGBEE TW | N/A | 90+ | < 3 | L80B20 50.000h | 3360lm | 70lm/W | 158lm/W | N/A | G | N/A | 160° | IP 20 | d580 mm | N/A | 35 mm | d580x35 mm | 2500 mm | N/A | 630x630x100 mm | 2 | 1 | N/A | N/A | 0.03969 | 2 | 3.4
BELLA SLIM 58 P-Z, B | BELLA SLIM |  |  | 48W | 3000K/4000K | 3273253 | 8585054412815 | LED2 3273253 BELLA SLIM 58 P-Z, B 48W 2CCT 3000K/4000K | 7895.25 | 6525 | 7.5 | BLACK | 9017 | ALUMINIUM/PMMA | OPAL | 220-240V/50-60Hz | 1200 mA | ON/OFF | N/A | 90+ | < 3 | L80B20 50.000h | 3360lm | 70lm/W | 158lm/W | N/A | G | N/A | 160° | IP 20 | d580 mm | N/A | 35 mm | d580x35 mm | 2500 mm | N/A | 630x630x100 mm | 2 | 1 | N/A | N/A | 0.03969 | 2 | 3.4
BELLA SLIM 58 P-Z, B | BELLA SLIM |  |  | 48W | 3000K/4000K | 3273253D | 8585054412822 | LED2 3273253D BELLA SLIM 58 P-Z, B DALI/PUSH DIM 48W 2CCT 3000K/4000K | 9860.29 | 8149 | 7.5 | BLACK | 9017 | ALUMINIUM/PMMA | OPAL | 220-240V/50-60Hz | 1200 mA | DALI/PUSH | N/A | 90+ | < 3 | L80B20 50.000h | 3360lm | 70lm/W | 158lm/W | N/A | G | N/A | 160° | IP 20 | d580 mm | N/A | 35 mm | d580x35 mm | 2500 mm | N/A | 630x630x100 mm | 2 | 1 | N/A | N/A | 0.03969 | 2 | 3.4
BELLA SLIM 58 P-Z, B | BELLA SLIM |  |  | 48W | 3000K/4000K | 3273253DT | 8585054412839 | LED2 3273253DT BELLA SLIM 58 P-Z, B TRIAC DIM 48W 2CCT 3000K/4000K | 9158.49 | 7569 | 7.5 | BLACK | 9017 | ALUMINIUM/PMMA | OPAL | 220-240V/50-60Hz | 1300 mA | TRIAC | N/A | 90+ | < 3 | L80B20 50.000h | 3360lm | 70lm/W | 158lm/W | N/A | G | N/A | 160° | IP 20 | d580 mm | N/A | 35 mm | d580x35 mm | 2500 mm | N/A | 630x630x100 mm | 2 | 1 | N/A | N/A | 0.03969 | 2 | 3.4
BELLA SLIM 58 P-Z, B | BELLA SLIM |  |  | 48W | 3000K-4000K | 3273253DTW | 8585054419241 | LED2 3273253DTW BELLA SLIM 58 P-Z, B 48W DALI TW 3000K-4000K | 9509.39 | 7859 | 7.5 | BLACK | 9017 | ALUMINIUM/PMMA | OPAL | 220-240V/50-60Hz | 1200 mA | DALI TW/PUSH TW | N/A | 90+ | < 3 | L80B20 50.000h | 3360lm | 70lm/W | 158lm/W | N/A | G | N/A | 160° | IP 20 | d580 mm | N/A | 35 mm | d580x35 mm | 2500 mm | N/A | 630x630x100 mm | 2 | 1 | N/A | N/A | 0.03969 | 2 | 3.4
BELLA SLIM 58 P-Z, B | BELLA SLIM |  |  | 48W | 3000K-4000K | 3273253CSTW | 8585054419258 | LED2 3273253CSTW BELLA SLIM 58 P-Z, B 48W CASAMBI TW 3000K-4000K | 14983.43 | 12383 | 7.5 | BLACK | 9017 | ALUMINIUM/PMMA | OPAL | 220-240V/50-60Hz | 1200 mA | CASAMBI TW | N/A | 90+ | < 3 | L80B20 50.000h | 3360lm | 70lm/W | 158lm/W | N/A | G | N/A | 160° | IP 20 | d580 mm | N/A | 35 mm | d580x35 mm | 2500 mm | N/A | 630x630x100 mm | 2 | 1 | N/A | N/A | 0.03969 | 2 | 3.4
BELLA SLIM 58 P-Z, B | BELLA SLIM |  |  | 48W | 3000K-4000K | 3273253ZBTW | 8585054419265 | LED2 3273253ZBTW BELLA SLIM 58 P-Z, B 48W ZIGBEE TW 3000K-4000K | 10176.1 | 8410 | 7.5 | BLACK | 9017 | ALUMINIUM/PMMA | OPAL | 220-240V/50-60Hz | 1200 mA | ZIGBEE TW | N/A | 90+ | < 3 | L80B20 50.000h | 3360lm | 70lm/W | 158lm/W | N/A | G | N/A | 160° | IP 20 | d580 mm | N/A | 35 mm | d580x35 mm | 2500 mm | N/A | 630x630x100 mm | 2 | 1 | N/A | N/A | 0.03969 | 2 | 3.4
BELLA SLIM 58 P-Z, CF | BELLA SLIM |  |  | 48W | 3000K/4000K | 3273258 | 8585054412846 | LED2 3273258 BELLA SLIM 58 P-Z, CF 48W 2CCT 3000K/4000K | 7895.25 | 6525 | 7.5 | COFFEE | 8025 | ALUMINIUM/PMMA | OPAL | 220-240V/50-60Hz | 1200 mA | ON/OFF | N/A | 90+ | < 3 | L80B20 50.000h | 3360lm | 70lm/W | 158lm/W | N/A | G | N/A | 160° | IP 20 | d580 mm | N/A | 35 mm | d580x35 mm | 2500 mm | N/A | 630x630x100 mm | 2 | 1 | N/A | N/A | 0.03969 | 2 | 3.4
BELLA SLIM 58 P-Z, CF | BELLA SLIM |  |  | 48W | 3000K/4000K | 3273258D | 8585054412853 | LED2 3273258D BELLA SLIM 58 P-Z, CF DALI/PUSH DIM 48W 2CCT 3000K/4000K | 9860.29 | 8149 | 7.5 | COFFEE | 8025 | ALUMINIUM/PMMA | OPAL | 220-240V/50-60Hz | 1200 mA | DALI/PUSH | N/A | 90+ | < 3 | L80B20 50.000h | 3360lm | 70lm/W | 158lm/W | N/A | G | N/A | 160° | IP 20 | d580 mm | N/A | 35 mm | d580x35 mm | 2500 mm | N/A | 630x630x100 mm | 2 | 1 | N/A | N/A | 0.03969 | 2 | 3.4
BELLA SLIM 58 P-Z, CF | BELLA SLIM |  |  | 48W | 3000K/4000K | 3273258DT | 8585054412860 | LED2 3273258DT BELLA SLIM 58 P-Z, CF TRIAC DIM 48W 2CCT 3000K/4000K | 9158.49 | 7569 | 7.5 | COFFEE | 8025 | ALUMINIUM/PMMA | OPAL | 220-240V/50-60Hz | 1200 mA | TRIAC | N/A | 90+ | < 3 | L80B20 50.000h | 3360lm | 70lm/W | 158lm/W | N/A | G | N/A | 160° | IP 20 | d580 mm | N/A | 35 mm | d580x35 mm | 2500 mm | N/A | 630x630x100 mm | 2 | 1 | N/A | N/A | 0.03969 | 2 | 3.4
BELLA SLIM 58 P-Z, CF | BELLA SLIM |  |  | 48W | 3000K-4000K | 3273258DTW | 8585054419289 | LED2 3273258DTW BELLA SLIM 58 P-Z, CF 48W DALI TW 3000K-4000K | 9509.39 | 7859 | 7.5 | COFFEE | 8025 | ALUMINIUM/PMMA | OPAL | 220-240V/50-60Hz | 1200 mA | DALI TW/PUSH TW | N/A | 90+ | < 3 | L80B20 50.000h | 3360lm | 70lm/W | 158lm/W | N/A | G | N/A | 160° | IP 20 | d580 mm | N/A | 35 mm | d580x35 mm | 2500 mm | N/A | 630x630x100 mm | 2 | 1 | N/A | N/A | 0.03969 | 2 | 3.4
BELLA SLIM 58 P-Z, CF | BELLA SLIM |  |  | 48W | 3000K-4000K | 3273258CSTW | 8585054419296 | LED2 3273258CSTW BELLA SLIM 58 P-Z, CF 48W CASAMBI TW 3000K-4000K | 14983.43 | 12383 | 7.5 | COFFEE | 8025 | ALUMINIUM/PMMA | OPAL | 220-240V/50-60Hz | 1200 mA | CASAMBI TW | N/A | 90+ | < 3 | L80B20 50.000h | 3360lm | 70lm/W | 158lm/W | N/A | G | N/A | 160° | IP 20 | d580 mm | N/A | 35 mm | d580x35 mm | 2500 mm | N/A | 630x630x100 mm | 2 | 1 | N/A | N/A | 0.03969 | 2 | 3.4
BELLA SLIM 58 P-Z, CF | BELLA SLIM |  |  | 48W | 3000K-4000K | 3273258ZBTW | 8585054419302 | LED2 3273258ZBTW BELLA SLIM 58 P-Z, CF 48W ZIGBEE TW 3000K-4000K | 10176.1 | 8410 | 7.5 | COFFEE | 8025 | ALUMINIUM/PMMA | OPAL | 220-240V/50-60Hz | 1200 mA | ZIGBEE TW | N/A | 90+ | < 3 | L80B20 50.000h | 3360lm | 70lm/W | 158lm/W | N/A | G | N/A | 160° | IP 20 | d580 mm | N/A | 35 mm | d580x35 mm | 2500 mm | N/A | 630x630x100 mm | 2 | 1 | N/A | N/A | 0.03969 | 2 | 3.4
BELLA SLIM 58 P-Z, G | BELLA SLIM | NEW |  | 48W | 3000K/4000K | 3273257 | 8585054432257 | LED2 3273257 BELLA SLIM 58 P-Z, G 48W 2CCT 3000K/4000K | 7895.25 | 6525 | 7.5 | GOLD | 1036 | ALUMINIUM/PMMA | OPAL | 220-240V/50-60Hz | 1200 mA | ON/OFF | N/A | 90+ | < 3 | L80B20 50.000h | 3360lm | 70lm/W | 158lm/W | N/A | G | N/A | 160° | IP 20 | d580 mm | N/A | 35 mm | d580x35 mm | 2500 mm | N/A | 630x630x100 mm | 2 | 1 | N/A | N/A | 0.03969 | 2 | 3.4
BELLA SLIM 58 P-Z, G | BELLA SLIM | NEW |  | 48W | 3000K/4000K | 3273257D | 8585054432264 | LED2 3273257D BELLA SLIM 58 P-Z, G DALI/PUSH DIM 48W 2CCT 3000K/4000K | 9860.29 | 8149 | 7.5 | GOLD | 1036 | ALUMINIUM/PMMA | OPAL | 220-240V/50-60Hz | 1200 mA | DALI/PUSH | N/A | 90+ | < 3 | L80B20 50.000h | 3360lm | 70lm/W | 158lm/W | N/A | G | N/A | 160° | IP 20 | d580 mm | N/A | 35 mm | d580x35 mm | 2500 mm | N/A | 630x630x100 mm | 2 | 1 | N/A | N/A | 0.03969 | 2 | 3.4
BELLA SLIM 58 P-Z, G | BELLA SLIM | NEW |  | 48W | 3000K/4000K | 3273257DT | 8585054432271 | LED2 3273257DT BELLA SLIM 58 P-Z, G TRIAC DIM 48W 2CCT 3000K/4000K | 9158.49 | 7569 | 7.5 | GOLD | 1036 | ALUMINIUM/PMMA | OPAL | 220-240V/50-60Hz | 1300 mA | TRIAC | N/A | 90+ | < 3 | L80B20 50.000h | 3360lm | 70lm/W | 158lm/W | N/A | G | N/A | 160° | IP 20 | d580 mm | N/A | 35 mm | d580x35 mm | 2500 mm | N/A | 630x630x100 mm | 2 | 1 | N/A | N/A | 0.03969 | 2 | 3.4
BELLA SLIM 58 P-Z, G | BELLA SLIM | NEW |  | 48W | 3000K-4000K | 3273257DTW | 8585054432288 | LED2 3273257DTW BELLA SLIM 58 P-Z, G 48W DALI TW 3000K-4000K | 9509.39 | 7859 | 7.5 | GOLD | 1036 | ALUMINIUM/PMMA | OPAL | 220-240V/50-60Hz | 1200 mA | DALI TW/PUSH TW | N/A | 90+ | < 3 | L80B20 50.000h | 3360lm | 70lm/W | 158lm/W | N/A | G | N/A | 160° | IP 20 | d580 mm | N/A | 35 mm | d580x35 mm | 2500 mm | N/A | 630x630x100 mm | 2 | 1 | N/A | N/A | 0.03969 | 2 | 3.4
BELLA SLIM 58 P-Z, G | BELLA SLIM | NEW |  | 48W | 3000K-4000K | 3273257CSTW | 8585054432295 | LED2 3273257CSTW BELLA SLIM 58 P-Z, G 48W CASAMBI TW 3000K-4000K | 14983.43 | 12383 | 7.5 | GOLD | 1036 | ALUMINIUM/PMMA | OPAL | 220-240V/50-60Hz | 1200 mA | CASAMBI TW | N/A | 90+ | < 3 | L80B20 50.000h | 3360lm | 70lm/W | 158lm/W | N/A | G | N/A | 160° | IP 20 | d580 mm | N/A | 35 mm | d580x35 mm | 2500 mm | N/A | 630x630x100 mm | 2 | 1 | N/A | N/A | 0.03969 | 2 | 3.4
BELLA SLIM 58 P-Z, G | BELLA SLIM | NEW |  | 48W | 3000K-4000K | 3273257ZBTW | 8585054432301 | LED2 3273257ZBTW BELLA SLIM 58 P-Z, G 48W ZIGBEE TW 3000K-4000K | 10176.1 | 8410 | 7.5 | GOLD | 1036 | ALUMINIUM/PMMA | OPAL | 220-240V/50-60Hz | 1200 mA | ZIGBEE TW | N/A | 90+ | < 3 | L80B20 50.000h | 3360lm | 70lm/W | 158lm/W | N/A | G | N/A | 160° | IP 20 | d580 mm | N/A | 35 mm | d580x35 mm | 2500 mm | N/A | 630x630x100 mm | 2 | 1 | N/A | N/A | 0.03969 | 2 | 3.4
BELLA SLIM 78 P-Z, W | BELLA SLIM |  |  | 60W | 3000K/4000K | 3271951D | 8585054405541 | LED2 3271951D BELLA SLIM 78 P-Z, W DALI/PUSH DIM 60W 2CCT 3000K/4000K | 15158.88 | 12528 | 7.5 | WHITE | 9003 | ALUMINIUM/PMMA | OPAL | 220-240V/50-60Hz | 1500 mA | DALI/PUSH | N/A | 90+ | < 3 | L80B20 50.000h | 4200lm | 70lm/W | 122lm/W | N/A | G | N/A | 160° | IP 20 | d780 mm | N/A | 35 mm | d780x35 mm | 2500 mm | N/A | 820x820x95 mm | 2 | 1 | N/A | N/A | 0.063878 | 2.6 | 4.1
BELLA SLIM 78 P-Z, W | BELLA SLIM |  |  | 60W | 3000K/4000K | 3271951DT | 8585054411757 | LED2 3271951DT BELLA SLIM 78 P-Z, W TRIAC DIM 60W 2CCT 3000K/4000K | 13193.84 | 10904 | 7.5 | WHITE | 9003 | ALUMINIUM/PMMA | OPAL | 220-240V/50-60Hz | 2x 750 mA | TRIAC | N/A | 90+ | < 3 | L80B20 50.000h | 4200lm | 70lm/W | 122lm/W | N/A | G | N/A | 160° | IP 20 | d780 mm | N/A | 35 mm | d780x35 mm | 2500 mm | N/A | 820x820x95 mm | 2 | 1 | N/A | N/A | 0.063878 | 2.6 | 4.1
BELLA SLIM 78 P-Z, W | BELLA SLIM |  |  | 60W | 3000K-4000K | 3271951DTW | 8585054419081 | LED2 3271951DTW BELLA SLIM 78 P-Z, W 60W DALI TW 3000K-4000K | 15299.24 | 12644 | 7.5 | WHITE | 9003 | ALUMINIUM/PMMA | OPAL | 220-240V/50-60Hz | 1500 mA | DALI TW/PUSH TW | N/A | 90+ | < 3 | L80B20 50.000h | 4200lm | 70lm/W | 122lm/W | N/A | G | N/A | 160° | IP 20 | d780 mm | N/A | 35 mm | d780x35 mm | 2500 mm | N/A | 820x820x95 mm | 2 | 1 | N/A | N/A | 0.063878 | 2.6 | 4.1
BELLA SLIM 78 P-Z, W | BELLA SLIM |  |  | 60W | 3000K-4000K | 3271951CSTW | 8585054419098 | LED2 3271951CSTW BELLA SLIM 78 P-Z, W 60W CASAMBI TW 3000K-4000K | 20773.28 | 17168 | 7.5 | WHITE | 9003 | ALUMINIUM/PMMA | OPAL | 220-240V/50-60Hz | 1500 mA | CASAMBI TW | N/A | 90+ | < 3 | L80B20 50.000h | 4200lm | 70lm/W | 122lm/W | N/A | G | N/A | 160° | IP 20 | d780 mm | N/A | 35 mm | d780x35 mm | 2500 mm | N/A | 820x820x95 mm | 2 | 1 | N/A | N/A | 0.063878 | 2.6 | 4.1
BELLA SLIM 78 P-Z, W | BELLA SLIM |  |  | 60W | 3000K-4000K | 3271951ZBTW | 8585054419104 | LED2 3271951ZBTW BELLA SLIM 78 P-Z, W 60W ZIGBEE TW 3000K-4000K | 15930.86 | 13166 | 7.5 | WHITE | 9003 | ALUMINIUM/PMMA | OPAL | 220-240V/50-60Hz | 1500 mA | ZIGBEE TW | N/A | 90+ | < 3 | L80B20 50.000h | 4200lm | 70lm/W | 122lm/W | N/A | G | N/A | 160° | IP 20 | d780 mm | N/A | 35 mm | d780x35 mm | 2500 mm | N/A | 820x820x95 mm | 2 | 1 | N/A | N/A | 0.063878 | 2.6 | 4.1
BELLA SLIM 78 P-Z, B | BELLA SLIM |  |  | 60W | 3000K/4000K | 3271953D | 8585054405565 | LED2 3271953D BELLA SLIM 78 P-Z, B DALI/PUSH DIM 60W 2CCT 3000K/4000K | 15158.88 | 12528 | 7.5 | BLACK | 9017 | ALUMINIUM/PMMA | OPAL | 220-240V/50-60Hz | 1500 mA | DALI/PUSH | N/A | 90+ | < 3 | L80B20 50.000h | 4200lm | 70lm/W | 122lm/W | N/A | G | N/A | 160° | IP 20 | d780 mm | N/A | 35 mm | d780x35 mm | 2500 mm | N/A | 820x820x95 mm | 2 | 1 | N/A | N/A | 0.063878 | 2.6 | 4.1
BELLA SLIM 78 P-Z, B | BELLA SLIM |  |  | 60W | 3000K/4000K | 3271953DT | 8585054411764 | LED2 3271953DT BELLA SLIM 78 P-Z, B TRIAC DIM 60W 2CCT 3000K/4000K | 13193.84 | 10904 | 7.5 | BLACK | 9017 | ALUMINIUM/PMMA | OPAL | 220-240V/50-60Hz | 2x 750 mA | TRIAC | N/A | 90+ | < 3 | L80B20 50.000h | 4200lm | 70lm/W | 122lm/W | N/A | G | N/A | 160° | IP 20 | d780 mm | N/A | 35 mm | d780x35 mm | 2500 mm | N/A | 820x820x95 mm | 2 | 1 | N/A | N/A | 0.063878 | 2.6 | 4.1
BELLA SLIM 78 P-Z, B | BELLA SLIM |  |  | 60W | 3000K-4000K | 3271953DTW | 8585054419128 | LED2 3271953DTW BELLA SLIM 78 P-Z, B 60W DALI TW 3000K-4000K | 15299.24 | 12644 | 7.5 | BLACK | 9017 | ALUMINIUM/PMMA | OPAL | 220-240V/50-60Hz | 1500 mA | DALI TW/PUSH TW | N/A | 90+ | < 3 | L80B20 50.000h | 4200lm | 70lm/W | 122lm/W | N/A | G | N/A | 160° | IP 20 | d780 mm | N/A | 35 mm | d780x35 mm | 2500 mm | N/A | 820x820x95 mm | 2 | 1 | N/A | N/A | 0.063878 | 2.6 | 4.1
BELLA SLIM 78 P-Z, B | BELLA SLIM |  |  | 60W | 3000K-4000K | 3271953CSTW | 8585054419135 | LED2 3271953CSTW BELLA SLIM 78 P-Z, B 60W CASAMBI TW 3000K-4000K | 20773.28 | 17168 | 7.5 | BLACK | 9017 | ALUMINIUM/PMMA | OPAL | 220-240V/50-60Hz | 1500 mA | CASAMBI TW | N/A | 90+ | < 3 | L80B20 50.000h | 4200lm | 70lm/W | 122lm/W | N/A | G | N/A | 160° | IP 20 | d780 mm | N/A | 35 mm | d780x35 mm | 2500 mm | N/A | 820x820x95 mm | 2 | 1 | N/A | N/A | 0.063878 | 2.6 | 4.1
BELLA SLIM 78 P-Z, B | BELLA SLIM |  |  | 60W | 3000K-4000K | 3271953ZBTW | 8585054419142 | LED2 3271953ZBTW BELLA SLIM 78 P-Z, B 60W ZIGBEE TW 3000K-4000K | 15930.86 | 13166 | 7.5 | BLACK | 9017 | ALUMINIUM/PMMA | OPAL | 220-240V/50-60Hz | 1500 mA | ZIGBEE TW | N/A | 90+ | < 3 | L80B20 50.000h | 4200lm | 70lm/W | 122lm/W | N/A | G | N/A | 160° | IP 20 | d780 mm | N/A | 35 mm | d780x35 mm | 2500 mm | N/A | 820x820x95 mm | 2 | 1 | N/A | N/A | 0.063878 | 2.6 | 4.1
BELLA SLIM 78 P-Z, CF | BELLA SLIM |  |  | 60W | 3000K/4000K | 3271958D | 8585054406043 | LED2 3271958D BELLA SLIM 78 P-Z, CF DALI/PUSH DIM 60W 2CCT 3000K/4000K | 15158.88 | 12528 | 7.5 | COFFEE | 8025 | ALUMINIUM/PMMA | OPAL | 220-240V/50-60Hz | 1500 mA | DALI/PUSH | N/A | 90+ | < 3 | L80B20 50.000h | 4200lm | 70lm/W | 122lm/W | N/A | G | N/A | 160° | IP 20 | d780 mm | N/A | 35 mm | d780x35 mm | 2500 mm | N/A | 820x820x95 mm | 2 | 1 | N/A | N/A | 0.063878 | 2.6 | 4.1
BELLA SLIM 78 P-Z, CF | BELLA SLIM |  |  | 60W | 3000K/4000K | 3271958DT | 8585054411771 | LED2 3271958DT BELLA SLIM 78 P-Z, CF TRIAC DIM 60W 2CCT 3000K/4000K | 13193.84 | 10904 | 7.5 | COFFEE | 8025 | ALUMINIUM/PMMA | OPAL | 220-240V/50-60Hz | 2x 750 mA | TRIAC | N/A | 90+ | < 3 | L80B20 50.000h | 4200lm | 70lm/W | 122lm/W | N/A | G | N/A | 160° | IP 20 | d780 mm | N/A | 35 mm | d780x35 mm | 2500 mm | N/A | 820x820x95 mm | 2 | 1 | N/A | N/A | 0.063878 | 2.6 | 4.1
BELLA SLIM 78 P-Z, CF | BELLA SLIM |  |  | 60W | 3000K-4000K | 3271958DTW | 8585054419166 | LED2 3271958DTW BELLA SLIM 78 P-Z, CF 60W DALI TW 3000K-4000K | 15299.24 | 12644 | 7.5 | COFFEE | 8025 | ALUMINIUM/PMMA | OPAL | 220-240V/50-60Hz | 1500 mA | DALI TW/PUSH TW | N/A | 90+ | < 3 | L80B20 50.000h | 4200lm | 70lm/W | 122lm/W | N/A | G | N/A | 160° | IP 20 | d780 mm | N/A | 35 mm | d780x35 mm | 2500 mm | N/A | 820x820x95 mm | 2 | 1 | N/A | N/A | 0.063878 | 2.6 | 4.1
BELLA SLIM 78 P-Z, CF | BELLA SLIM |  |  | 60W | 3000K-4000K | 3271958CSTW | 8585054419173 | LED2 3271958CSTW BELLA SLIM 78 P-Z, CF 60W CASAMBI TW 3000K-4000K | 20773.28 | 17168 | 7.5 | COFFEE | 8025 | ALUMINIUM/PMMA | OPAL | 220-240V/50-60Hz | 1500 mA | CASAMBI TW | N/A | 90+ | < 3 | L80B20 50.000h | 4200lm | 70lm/W | 122lm/W | N/A | G | N/A | 160° | IP 20 | d780 mm | N/A | 35 mm | d780x35 mm | 2500 mm | N/A | 820x820x95 mm | 2 | 1 | N/A | N/A | 0.063878 | 2.6 | 4.1
BELLA SLIM 78 P-Z, CF | BELLA SLIM |  |  | 60W | 3000K-4000K | 3271958ZBTW | 8585054419180 | LED2 3271958ZBTW BELLA SLIM 78 P-Z, CF 60W ZIGBEE TW 3000K-4000K | 15930.86 | 13166 | 7.5 | COFFEE | 8025 | ALUMINIUM/PMMA | OPAL | 220-240V/50-60Hz | 1500 mA | ZIGBEE TW | N/A | 90+ | < 3 | L80B20 50.000h | 4200lm | 70lm/W | 122lm/W | N/A | G | N/A | 160° | IP 20 | d780 mm | N/A | 35 mm | d780x35 mm | 2500 mm | N/A | 820x820x95 mm | 2 | 1 | N/A | N/A | 0.063878 | 2.6 | 4.1
BELLA SLIM 78 P-Z, G | BELLA SLIM | NEW |  | 60W | 3000K/4000K | 3271957D | 8585054432325 | LED2 3271957D BELLA SLIM 78 P-Z, G DALI/PUSH DIM 60W 2CCT 3000K/4000K | 15158.88 | 12528 | 7.5 | GOLD | 1036 | ALUMINIUM/PMMA | OPAL | 220-240V/50-60Hz | 1500 mA | DALI/PUSH | N/A | 90+ | < 3 | L80B20 50.000h | 4200lm | 70lm/W | 122lm/W | N/A | G | N/A | 160° | IP 20 | d780 mm | N/A | 35 mm | d780x35 mm | 2500 mm | N/A | 820x820x95 mm | 2 | 1 | N/A | N/A | 0.063878 | 2.6 | 4.1
BELLA SLIM 78 P-Z, G | BELLA SLIM | NEW |  | 60W | 3000K/4000K | 3271957DT | 8585054432332 | LED2 3271957DT BELLA SLIM 78 P-Z, G TRIAC DIM 60W 2CCT 3000K/4000K | 13193.84 | 10904 | 7.5 | GOLD | 1036 | ALUMINIUM/PMMA | OPAL | 220-240V/50-60Hz | 2x 750 mA | TRIAC | N/A | 90+ | < 3 | L80B20 50.000h | 4200lm | 70lm/W | 122lm/W | N/A | G | N/A | 160° | IP 20 | d780 mm | N/A | 35 mm | d780x35 mm | 2500 mm | N/A | 820x820x95 mm | 2 | 1 | N/A | N/A | 0.063878 | 2.6 | 4.1
BELLA SLIM 78 P-Z, G | BELLA SLIM | NEW |  | 60W | 3000K-4000K | 3271957DTW | 8585054432349 | LED2 3271957DTW BELLA SLIM 78 P-Z, G 60W DALI TW 3000K-4000K | 15299.24 | 12644 | 7.5 | GOLD | 1036 | ALUMINIUM/PMMA | OPAL | 220-240V/50-60Hz | 1500 mA | DALI TW/PUSH TW | N/A | 90+ | < 3 | L80B20 50.000h | 4200lm | 70lm/W | 122lm/W | N/A | G | N/A | 160° | IP 20 | d780 mm | N/A | 35 mm | d780x35 mm | 2500 mm | N/A | 820x820x95 mm | 2 | 1 | N/A | N/A | 0.063878 | 2.6 | 4.1
BELLA SLIM 78 P-Z, G | BELLA SLIM | NEW |  | 60W | 3000K-4000K | 3271957CSTW | 8585054432356 | LED2 3271957CSTW BELLA SLIM 78 P-Z, G 60W CASAMBI TW 3000K-4000K | 20773.28 | 17168 | 7.5 | GOLD | 1036 | ALUMINIUM/PMMA | OPAL | 220-240V/50-60Hz | 1500 mA | CASAMBI TW | N/A | 90+ | < 3 | L80B20 50.000h | 4200lm | 70lm/W | 122lm/W | N/A | G | N/A | 160° | IP 20 | d780 mm | N/A | 35 mm | d780x35 mm | 2500 mm | N/A | 820x820x95 mm | 2 | 1 | N/A | N/A | 0.063878 | 2.6 | 4.1
BELLA SLIM 78 P-Z, G | BELLA SLIM | NEW |  | 60W | 3000K-4000K | 3271957ZBTW | 8585054432363 | LED2 3271957ZBTW BELLA SLIM 78 P-Z, G 60W ZIGBEE TW 3000K-4000K | 15930.86 | 13166 | 7.5 | GOLD | 1036 | ALUMINIUM/PMMA | OPAL | 220-240V/50-60Hz | 1500 mA | ZIGBEE TW | N/A | 90+ | < 3 | L80B20 50.000h | 4200lm | 70lm/W | 122lm/W | N/A | G | N/A | 160° | IP 20 | d780 mm | N/A | 35 mm | d780x35 mm | 2500 mm | N/A | 820x820x95 mm | 2 | 1 | N/A | N/A | 0.063878 | 2.6 | 4.1
BELLA SLIM 98 P-Z, W | BELLA SLIM |  |  | 80W | 3000K/4000K | 3273351D | 8585054412877 | LED2 3273351D BELLA SLIM 98 P-Z, W DALI/PUSH DIM 80W 2CCT 3000K/4000K | 19790.76 | 16356 | 7.5 | WHITE | 9003 | ALUMINIUM/PMMA | OPAL | 220-240V/50-60Hz | 2x 950 mA | DALI/PUSH | N/A | 90+ | < 3 | L80B20 50.000h | 5600lm | 70lm/W | 156lm/W | N/A | G | N/A | 160° | IP 20 | d980 mm | N/A | 35 mm | d980x35 mm | 2500 mm | N/A | 1050x1050x100 mm | 2 | 1 | N/A | N/A | 0.11025 | 5.2 | 6.7
BELLA SLIM 98 P-Z, W | BELLA SLIM |  |  | 80W | 3000K/4000K | 3273351DT | 8585054412884 | LED2 3273351DT BELLA SLIM 98 P-Z, W TRIAC DIM 80W 2CCT 3000K/4000K | 16773.02 | 13862 | 7.5 | WHITE | 9003 | ALUMINIUM/PMMA | OPAL | 220-240V/50-60Hz | 2x 950 mA | TRIAC | N/A | 90+ | < 3 | L80B20 50.000h | 5600lm | 70lm/W | 156lm/W | N/A | G | N/A | 160° | IP 20 | d980 mm | N/A | 35 mm | d980x35 mm | 2500 mm | N/A | 1050x1050x100 mm | 2 | 1 | N/A | N/A | 0.11025 | 5.2 | 6.7
BELLA SLIM 98 P-Z, W | BELLA SLIM |  |  | 80W | 3000K-4000K | 3273351DTW | 8585054419326 | LED2 3273351DTW BELLA SLIM 98 P-Z, W 80W DALI TW 3000K-4000K | 19860.94 | 16414 | 7.5 | WHITE | 9003 | ALUMINIUM/PMMA | OPAL | 220-240V/50-60Hz | 2x 950 mA | DALI TW | N/A | 90+ | < 3 | L80B20 50.000h | 5600lm | 70lm/W | 156lm/W | N/A | G | N/A | 160° | IP 20 | d980 mm | N/A | 35 mm | d980x35 mm | 2500 mm | N/A | 1050x1050x100 mm | 2 | 1 | N/A | N/A | 0.11025 | 5.2 | 6.7
BELLA SLIM 98 P-Z, W | BELLA SLIM |  |  | 80W | 3000K-4000K | 3273351CSTW | 8585054419333 | LED2 3273351CSTW BELLA SLIM 98 P-Z, W 80W CASAMBI TW 3000K-4000K | 25334.98 | 20938 | 7.5 | WHITE | 9003 | ALUMINIUM/PMMA | OPAL | 220-240V/50-60Hz | 2x 950 mA | CASAMBI TW | N/A | 90+ | < 3 | L80B20 50.000h | 5600lm | 70lm/W | 156lm/W | N/A | G | N/A | 160° | IP 20 | d980 mm | N/A | 35 mm | d980x35 mm | 2500 mm | N/A | 1050x1050x100 mm | 2 | 1 | N/A | N/A | 0.11025 | 5.2 | 6.7
BELLA SLIM 98 P-Z, W | BELLA SLIM |  |  | 80W | 3000K-4000K | 3273351ZBTW | 8585054419340 | LED2 3273351ZBTW BELLA SLIM 98 P-Z, W 80W ZIGBEE TW 3000K-4000K | 22843.59 | 18879 | 7.5 | WHITE | 9003 | ALUMINIUM/PMMA | OPAL | 220-240V/50-60Hz | 2x 950 mA | ZIGBEE TW | N/A | 90+ | < 3 | L80B20 50.000h | 5600lm | 70lm/W | 156lm/W | N/A | G | N/A | 160° | IP 20 | d980 mm | N/A | 35 mm | d980x35 mm | 2500 mm | N/A | 1050x1050x100 mm | 2 | 1 | N/A | N/A | 0.11025 | 5.2 | 6.7
BELLA SLIM 98 P-Z, B | BELLA SLIM |  |  | 80W | 3000K/4000K | 3273353D | 8585054412891 | LED2 3273353D BELLA SLIM 98 P-Z, B DALI/PUSH DIM 80W 2CCT 3000K/4000K | 19790.76 | 16356 | 7.5 | BLACK | 9017 | ALUMINIUM/PMMA | OPAL | 220-240V/50-60Hz | 2x 950 mA | DALI/PUSH | N/A | 90+ | < 3 | L80B20 50.000h | 5600lm | 70lm/W | 156lm/W | N/A | G | N/A | 160° | IP 20 | d980 mm | N/A | 35 mm | d980x35 mm | 2500 mm | N/A | 1050x1050x100 mm | 2 | 1 | N/A | N/A | 0.11025 | 5.2 | 6.7
BELLA SLIM 98 P-Z, B | BELLA SLIM |  |  | 80W | 3000K/4000K | 3273353DT | 8585054412907 | LED2 3273353DT BELLA SLIM 98 P-Z, B TRIAC DIM 80W 2CCT 3000K/4000K | 16773.02 | 13862 | 7.5 | BLACK | 9017 | ALUMINIUM/PMMA | OPAL | 220-240V/50-60Hz | 2x 950 mA | TRIAC | N/A | 90+ | < 3 | L80B20 50.000h | 5600lm | 70lm/W | 156lm/W | N/A | G | N/A | 160° | IP 20 | d980 mm | N/A | 35 mm | d980x35 mm | 2500 mm | N/A | 1050x1050x100 mm | 2 | 1 | N/A | N/A | 0.11025 | 5.2 | 6.7
BELLA SLIM 98 P-Z, B | BELLA SLIM |  |  | 80W | 3000K-4000K | 3273353DTW | 8585054419364 | LED2 3273353DTW BELLA SLIM 98 P-Z, B 80W DALI TW 3000K-4000K | 19860.94 | 16414 | 7.5 | WHITE | 9003 | ALUMINIUM/PMMA | OPAL | 220-240V/50-60Hz | 2x 950 mA | DALI TW | N/A | 90+ | < 3 | L80B20 50.000h | 5600lm | 70lm/W | 156lm/W | N/A | G | N/A | 160° | IP 20 | d980 mm | N/A | 35 mm | d980x35 mm | 2500 mm | N/A | 1050x1050x100 mm | 2 | 1 | N/A | N/A | 0.11025 | 5.2 | 6.7
BELLA SLIM 98 P-Z, B | BELLA SLIM |  |  | 80W | 3000K-4000K | 3273353CSTW | 8585054419371 | LED2 3273353CSTW BELLA SLIM 98 P-Z, B 80W CASAMBI TW 3000K-4000K | 25334.98 | 20938 | 7.5 | WHITE | 9003 | ALUMINIUM/PMMA | OPAL | 220-240V/50-60Hz | 2x 950 mA | CASAMBI TW | N/A | 90+ | < 3 | L80B20 50.000h | 5600lm | 70lm/W | 156lm/W | N/A | G | N/A | 160° | IP 20 | d980 mm | N/A | 35 mm | d980x35 mm | 2500 mm | N/A | 1050x1050x100 mm | 2 | 1 | N/A | N/A | 0.11025 | 5.2 | 6.7
BELLA SLIM 98 P-Z, B | BELLA SLIM |  |  | 80W | 3000K-4000K | 3273353ZBTW | 8585054419388 | LED2 3273353ZBTW BELLA SLIM 98 P-Z, B 80W ZIGBEE TW 3000K-4000K | 22843.59 | 18879 | 7.5 | WHITE | 9003 | ALUMINIUM/PMMA | OPAL | 220-240V/50-60Hz | 2x 950 mA | ZIGBEE TW | N/A | 90+ | < 3 | L80B20 50.000h | 5600lm | 70lm/W | 156lm/W | N/A | G | N/A | 160° | IP 20 | d980 mm | N/A | 35 mm | d980x35 mm | 2500 mm | N/A | 1050x1050x100 mm | 2 | 1 | N/A | N/A | 0.11025 | 5.2 | 6.7
BELLA SLIM 98 P-Z, CF | BELLA SLIM |  |  | 80W | 3000K/4000K | 3273358D | 8585054412914 | LED2 3273358D BELLA SLIM 98 P-Z, CF DALI/PUSH DIM 80W 2CCT 3000K/4000K | 19790.76 | 16356 | 7.5 | COFFEE | 8025 | ALUMINIUM/PMMA | OPAL | 220-240V/50-60Hz | 2x 950 mA | DALI/PUSH | N/A | 90+ | < 3 | L80B20 50.000h | 5600lm | 70lm/W | 156lm/W | N/A | G | N/A | 160° | IP 20 | d980 mm | N/A | 35 mm | d980x35 mm | 2500 mm | N/A | 1050x1050x100 mm | 2 | 1 | N/A | N/A | 0.11025 | 5.2 | 6.7
BELLA SLIM 98 P-Z, CF | BELLA SLIM |  |  | 80W | 3000K/4000K | 3273358DT | 8585054412921 | LED2 3273358DT BELLA SLIM 98 P-Z, CF TRIAC DIM 80W 2CCT 3000K/4000K | 16773.02 | 13862 | 7.5 | COFFEE | 8025 | ALUMINIUM/PMMA | OPAL | 220-240V/50-60Hz | 2x 950 mA | TRIAC | N/A | 90+ | < 3 | L80B20 50.000h | 5600lm | 70lm/W | 156lm/W | N/A | G | N/A | 160° | IP 20 | d980 mm | N/A | 35 mm | d980x35 mm | 2500 mm | N/A | 1050x1050x100 mm | 2 | 1 | N/A | N/A | 0.11025 | 5.2 | 6.7
BELLA SLIM 98 P-Z, CF | BELLA SLIM |  |  | 80W | 3000K-4000K | 3273358DTW | 8585054419401 | LED2 3273358DTW BELLA SLIM 98 P-Z, CF 80W DALI TW 3000K-4000K | 19860.94 | 16414 | 7.5 | COFFEE | 8025 | ALUMINIUM/PMMA | OPAL | 220-240V/50-60Hz | 2x 950 mA | DALI TW | N/A | 90+ | < 3 | L80B20 50.000h | 5600lm | 70lm/W | 156lm/W | N/A | G | N/A | 160° | IP 20 | d980 mm | N/A | 35 mm | d980x35 mm | 2500 mm | N/A | 1050x1050x100 mm | 2 | 1 | N/A | N/A | 0.11025 | 5.2 | 6.7
BELLA SLIM 98 P-Z, CF | BELLA SLIM |  |  | 80W | 3000K-4000K | 3273358CSTW | 8585054419418 | LED2 3273358CSTW BELLA SLIM 98 P-Z, CF 80W CASAMBI TW 3000K-4000K | 25334.98 | 20938 | 7.5 | COFFEE | 8025 | ALUMINIUM/PMMA | OPAL | 220-240V/50-60Hz | 2x 950 mA | CASAMBI TW | N/A | 90+ | < 3 | L80B20 50.000h | 5600lm | 70lm/W | 156lm/W | N/A | G | N/A | 160° | IP 20 | d980 mm | N/A | 35 mm | d980x35 mm | 2500 mm | N/A | 1050x1050x100 mm | 2 | 1 | N/A | N/A | 0.11025 | 5.2 | 6.7
BELLA SLIM 98 P-Z, CF | BELLA SLIM |  |  | 80W | 3000K-4000K | 3273358ZBTW | 8585054419425 | LED2 3273358ZBTW BELLA SLIM 98 P-Z, CF 80W ZIGBEE TW 3000K-4000K | 22843.59 | 18879 | 7.5 | COFFEE | 8025 | ALUMINIUM/PMMA | OPAL | 220-240V/50-60Hz | 2x 950 mA | ZIGBEE TW | N/A | 90+ | < 3 | L80B20 50.000h | 5600lm | 70lm/W | 156lm/W | N/A | G | N/A | 160° | IP 20 | d980 mm | N/A | 35 mm | d980x35 mm | 2500 mm | N/A | 1050x1050x100 mm | 2 | 1 | N/A | N/A | 0.11025 | 5.2 | 6.7
BELLA SLIM 98 P-Z, G | BELLA SLIM | NEW |  | 80W | 3000K/4000K | 3273357D | 8585054432387 | LED2 3273357D BELLA SLIM 98 P-Z, G DALI/PUSH DIM 80W 2CCT 3000K/4000K | 19790.76 | 16356 | 7.5 | GOLD | 1036 | ALUMINIUM/PMMA | OPAL | 220-240V/50-60Hz | 2x 950 mA | DALI/PUSH | N/A | 90+ | < 3 | L80B20 50.000h | 5600lm | 70lm/W | 156lm/W | N/A | G | N/A | 160° | IP 20 | d980 mm | N/A | 35 mm | d980x35 mm | 2500 mm | N/A | 1050x1050x100 mm | 2 | 1 | N/A | N/A | 0.11025 | 5.2 | 6.7
BELLA SLIM 98 P-Z, G | BELLA SLIM | NEW |  | 80W | 3000K/4000K | 3273357DT | 8585054432394 | LED2 3273357DT BELLA SLIM 98 P-Z, G TRIAC DIM 80W 2CCT 3000K/4000K | 16773.02 | 13862 | 7.5 | GOLD | 1036 | ALUMINIUM/PMMA | OPAL | 220-240V/50-60Hz | 2x 950 mA | TRIAC | N/A | 90+ | < 3 | L80B20 50.000h | 5600lm | 70lm/W | 156lm/W | N/A | G | N/A | 160° | IP 20 | d980 mm | N/A | 35 mm | d980x35 mm | 2500 mm | N/A | 1050x1050x100 mm | 2 | 1 | N/A | N/A | 0.11025 | 5.2 | 6.7
BELLA SLIM 98 P-Z, G | BELLA SLIM | NEW |  | 80W | 3000K-4000K | 3273357DTW | 8585054432400 | LED2 3273357DTW BELLA SLIM 98 P-Z, G 80W DALI TW 3000K-4000K | 19860.94 | 16414 | 7.5 | GOLD | 1036 | ALUMINIUM/PMMA | OPAL | 220-240V/50-60Hz | 2x 950 mA | DALI TW | N/A | 90+ | < 3 | L80B20 50.000h | 5600lm | 70lm/W | 156lm/W | N/A | G | N/A | 160° | IP 20 | d980 mm | N/A | 35 mm | d980x35 mm | 2500 mm | N/A | 1050x1050x100 mm | 2 | 1 | N/A | N/A | 0.11025 | 5.2 | 6.7
BELLA SLIM 98 P-Z, G | BELLA SLIM | NEW |  | 80W | 3000K-4000K | 3273357CSTW | 8585054432417 | LED2 3273357CSTW BELLA SLIM 98 P-Z, G 80W CASAMBI TW 3000K-4000K | 25334.98 | 20938 | 7.5 | GOLD | 1036 | ALUMINIUM/PMMA | OPAL | 220-240V/50-60Hz | 2x 950 mA | CASAMBI TW | N/A | 90+ | < 3 | L80B20 50.000h | 5600lm | 70lm/W | 156lm/W | N/A | G | N/A | 160° | IP 20 | d980 mm | N/A | 35 mm | d980x35 mm | 2500 mm | N/A | 1050x1050x100 mm | 2 | 1 | N/A | N/A | 0.11025 | 5.2 | 6.7
BELLA SLIM 98 P-Z, G | BELLA SLIM | NEW |  | 80W | 3000K-4000K | 3273357ZBTW | 8585054432424 | LED2 3273357ZBTW BELLA SLIM 98 P-Z, G 80W ZIGBEE TW 3000K-4000K | 22843.59 | 18879 | 7.5 | GOLD | 1036 | ALUMINIUM/PMMA | OPAL | 220-240V/50-60Hz | 2x 950 mA | ZIGBEE TW | N/A | 90+ | < 3 | L80B20 50.000h | 5600lm | 70lm/W | 156lm/W | N/A | G | N/A | 160° | IP 20 | d980 mm | N/A | 35 mm | d980x35 mm | 2500 mm | N/A | 1050x1050x100 mm | 2 | 1 | N/A | N/A | 0.11025 | 5.2 | 6.7
MOON 40 P/N-Z, W | MOON |  |  | 36W (30+6) | 3000K/4000K | 3274851 | 8585054424467 | LED2 3274851 MOON 40 P/N-Z, W 36W 2CCT 3000K/4000K | 7544.35 | 6235 | 4 | WHITE | 9003 | METAL/PMMA | OPAL | 220-240V/50-60Hz | 750 + 160 mA | ON/OFF | N/A | 90+ | < 3 | L80B20 50.000h | 2520lm | 70lm/W | 125lm/W | N/A | G | N/A | 160° | IP 20 | d400 mm | N/A | 70 mm | d400x70 mm | 2500 mm | N/A | 460x460x95+270x270x100 mm | 2 | 1 | N/A | N/A | 0.027392 | 3.9 | 5
MOON 40 P/N-Z, W | MOON |  |  | 36W (30+6) | 3000K/4000K | 3274851DT | 8585054424474 | LED2 3274851DT MOON 40 P/N-Z, W TRIAC DIM 36W 2CCT 3000K/4000K | 9404.12 | 7772 | 4 | WHITE | 9003 | METAL/PMMA | OPAL | 220-240V/50-60Hz | 750 + 200 mA | TRIAC | N/A | 90+ | < 3 | L80B20 50.000h | 2520lm | 70lm/W | 125lm/W | N/A | G | N/A | 160° | IP 20 | d400 mm | N/A | 70 mm | d400x70 mm | 2500 mm | N/A | 460x460x95+270x270x100 mm | 2 | 1 | N/A | N/A | 0.027392 | 3.9 | 5
MOON 40 P/N-Z, W | MOON |  |  | 36W (30+6) | 3000K/4000K | 3274851D | 8585054424481 | LED2 3274851D MOON 40 P/N-Z, W DALI/PUSH DIM 36W 2CCT 3000K/4000K | 10281.37 | 8497 | 4 | WHITE | 9003 | METAL/PMMA | OPAL | 220-240V/50-60Hz | 750 + 150 mA | DALI/PUSH | N/A | 90+ | < 3 | L80B20 50.000h | 2520lm | 70lm/W | 125lm/W | N/A | G | N/A | 160° | IP 20 | d400 mm | N/A | 70 mm | d400x70 mm | 2500 mm | N/A | 460x460x95+270x270x100 mm | 2 | 1 | N/A | N/A | 0.027392 | 3.9 | 5
MOON 40 P/N-Z, W | MOON |  |  | 36W (30+6) | 3000K-4000K | 3274851DTW | 8585054424498 | LED2 3274851DTW MOON 40 P/N-Z, W DALI TW 36W 2CCT 3000K-4000K | 10456.82 | 8642 | 4 | WHITE | 9003 | METAL/PMMA | OPAL | 220-240V/50-60Hz | 750 + 160 mA | DALI TW/PUSH TW | N/A | 90+ | < 3 | L80B20 50.000h | 2520lm | 70lm/W | 125lm/W | N/A | G | N/A | 160° | IP 20 | d400 mm | N/A | 70 mm | d400x70 mm | 2500 mm | N/A | 460x460x95+270x270x100 mm | 2 | 1 | N/A | N/A | 0.027392 | 3.9 | 5
MOON 40 P/N-Z, W | MOON |  |  | 36W (30+6) | 3000K-4000K | 3274851CSTW | 8585054424504 | LED2 3274851CSTW MOON 40 P/N-Z, W CASAMBI TW 36W 2CCT 3000K-4000K | 15930.86 | 13166 | 4 | WHITE | 9003 | METAL/PMMA | OPAL | 220-240V/50-60Hz | 750 + 160 mA | CASAMBI TW | N/A | 90+ | < 3 | L80B20 50.000h | 2520lm | 70lm/W | 125lm/W | N/A | G | N/A | 160° | IP 20 | d400 mm | N/A | 70 mm | d400x70 mm | 2500 mm | N/A | 460x460x95+270x270x100 mm | 2 | 1 | N/A | N/A | 0.027392 | 3.9 | 5
MOON 40 P/N-Z, W | MOON |  |  | 36W (30+6) | 3000K-4000K | 3274851ZBTW | 8585054424511 | LED2 3274851ZBTW MOON 40 P/N-Z, W ZIGBEE TW 36W 2CCT 3000K-4000K | 13439.47 | 11107 | 4 | WHITE | 9003 | METAL/PMMA | OPAL | 220-240V/50-60Hz | 750 + 160 mA | ZIGBEE TW | N/A | 90+ | < 3 | L80B20 50.000h | 2520lm | 70lm/W | 125lm/W | N/A | G | N/A | 160° | IP 20 | d400 mm | N/A | 70 mm | d400x70 mm | 2500 mm | N/A | 460x460x95+270x270x100 mm | 2 | 1 | N/A | N/A | 0.027392 | 3.9 | 5
MOON 40 P/N-Z, B | MOON |  |  | 36W (30+6) | 3000K/4000K | 3274853 | 8585054424535 | LED2 3274853 MOON 40 P/N-Z, B 36W 2CCT 3000K/4000K | 7544.35 | 6235 | 4 | BLACK | 9017 | METAL/PMMA | OPAL | 220-240V/50-60Hz | 750 + 160 mA | ON/OFF | N/A | 90+ | < 3 | L80B20 50.000h | 2520lm | 70lm/W | 125lm/W | N/A | G | N/A | 160° | IP 20 | d400 mm | N/A | 70 mm | d400x70 mm | 2500 mm | N/A | 460x460x95+270x270x100 mm | 2 | 1 | N/A | N/A | 0.027392 | 3.9 | 5
MOON 40 P/N-Z, B | MOON |  |  | 36W (30+6) | 3000K/4000K | 3274853DT | 8585054424542 | LED2 3274853DT MOON 40 P/N-Z, B TRIAC DIM 36W 2CCT 3000K/4000K | 9404.12 | 7772 | 4 | BLACK | 9017 | METAL/PMMA | OPAL | 220-240V/50-60Hz | 750 + 200 mA | TRIAC | N/A | 90+ | < 3 | L80B20 50.000h | 2520lm | 70lm/W | 125lm/W | N/A | G | N/A | 160° | IP 20 | d400 mm | N/A | 70 mm | d400x70 mm | 2500 mm | N/A | 460x460x95+270x270x100 mm | 2 | 1 | N/A | N/A | 0.027392 | 3.9 | 5
MOON 40 P/N-Z, B | MOON |  |  | 36W (30+6) | 3000K/4000K | 3274853D | 8585054424559 | LED2 3274853D MOON 40 P/N-Z, B DALI/PUSH DIM 36W 2CCT 3000K/4000K | 10281.37 | 8497 | 4 | BLACK | 9017 | METAL/PMMA | OPAL | 220-240V/50-60Hz | 750 + 150 mA | DALI/PUSH | N/A | 90+ | < 3 | L80B20 50.000h | 2520lm | 70lm/W | 125lm/W | N/A | G | N/A | 160° | IP 20 | d400 mm | N/A | 70 mm | d400x70 mm | 2500 mm | N/A | 460x460x95+270x270x100 mm | 2 | 1 | N/A | N/A | 0.027392 | 3.9 | 5
MOON 40 P/N-Z, B | MOON |  |  | 36W (30+6) | 3000K-4000K | 3274853DTW | 8585054424566 | LED2 3274853DTW MOON 40 P/N-Z, B DALI TW 36W 2CCT 3000K-4000K | 10456.82 | 8642 | 4 | BLACK | 9017 | METAL/PMMA | OPAL | 220-240V/50-60Hz | 750 + 160 mA | DALI TW/PUSH TW | N/A | 90+ | < 3 | L80B20 50.000h | 2520lm | 70lm/W | 125lm/W | N/A | G | N/A | 160° | IP 20 | d400 mm | N/A | 70 mm | d400x70 mm | 2500 mm | N/A | 460x460x95+270x270x100 mm | 2 | 1 | N/A | N/A | 0.027392 | 3.9 | 5
MOON 40 P/N-Z, B | MOON |  |  | 36W (30+6) | 3000K-4000K | 3274853CSTW | 8585054424573 | LED2 3274853CSTW MOON 40 P/N-Z, B CASAMBI TW 36W 2CCT 3000K-4000K | 15930.86 | 13166 | 4 | BLACK | 9017 | METAL/PMMA | OPAL | 220-240V/50-60Hz | 750 + 160 mA | CASAMBI TW | N/A | 90+ | < 3 | L80B20 50.000h | 2520lm | 70lm/W | 125lm/W | N/A | G | N/A | 160° | IP 20 | d400 mm | N/A | 70 mm | d400x70 mm | 2500 mm | N/A | 460x460x95+270x270x100 mm | 2 | 1 | N/A | N/A | 0.027392 | 3.9 | 5
MOON 40 P/N-Z, B | MOON |  |  | 36W (30+6) | 3000K-4000K | 3274853ZBTW | 8585054424580 | LED2 3274853ZBTW MOON 40 P/N-Z, B ZIGBEE TW 36W 2CCT 3000K-4000K | 13439.47 | 11107 | 4 | BLACK | 9017 | METAL/PMMA | OPAL | 220-240V/50-60Hz | 750 + 160 mA | ZIGBEE TW | N/A | 90+ | < 3 | L80B20 50.000h | 2520lm | 70lm/W | 125lm/W | N/A | G | N/A | 160° | IP 20 | d400 mm | N/A | 70 mm | d400x70 mm | 2500 mm | N/A | 460x460x95+270x270x100 mm | 2 | 1 | N/A | N/A | 0.027392 | 3.9 | 5
MOON 40 P/N-Z, BCH | MOON |  |  | 36W (30+6) | 3000K/4000K | 32748537 | 8585054424603 | LED2 32748537 MOON 40 P/N-Z, BCH 36W 2CCT 3000K/4000K | 7544.35 | 6235 | 4 | BLACK/CHAMPAGNE | 9017/1036 | METAL/PMMA | OPAL | 220-240V/50-60Hz | 750 + 160 mA | ON/OFF | N/A | 90+ | < 3 | L80B20 50.000h | 2520lm | 70lm/W | 125lm/W | N/A | G | N/A | 160° | IP 20 | d400 mm | N/A | 70 mm | d400x70 mm | 2500 mm | N/A | 460x460x95+270x270x100 mm | 2 | 1 | N/A | N/A | 0.027392 | 3.9 | 5
MOON 40 P/N-Z, BCH | MOON |  |  | 36W (30+6) | 3000K/4000K | 32748537DT | 8585054424610 | LED2 32748537DT MOON 40 P/N-Z, BCH TRIAC DIM 36W 2CCT 3000K/4000K | 9404.12 | 7772 | 4 | BLACK/CHAMPAGNE | 9017/1036 | METAL/PMMA | OPAL | 220-240V/50-60Hz | 750 + 200 mA | TRIAC | N/A | 90+ | < 3 | L80B20 50.000h | 2520lm | 70lm/W | 125lm/W | N/A | G | N/A | 160° | IP 20 | d400 mm | N/A | 70 mm | d400x70 mm | 2500 mm | N/A | 460x460x95+270x270x100 mm | 2 | 1 | N/A | N/A | 0.027392 | 3.9 | 5
MOON 40 P/N-Z, BCH | MOON |  |  | 36W (30+6) | 3000K/4000K | 32748537D | 8585054424627 | LED2 32748537D MOON 40 P/N-Z, BCH DALI/PUSH DIM 36W 2CCT 3000K/4000K | 10281.37 | 8497 | 4 | BLACK/CHAMPAGNE | 9017/1036 | METAL/PMMA | OPAL | 220-240V/50-60Hz | 750 + 150 mA | DALI/PUSH | N/A | 90+ | < 3 | L80B20 50.000h | 2520lm | 70lm/W | 125lm/W | N/A | G | N/A | 160° | IP 20 | d400 mm | N/A | 70 mm | d400x70 mm | 2500 mm | N/A | 460x460x95+270x270x100 mm | 2 | 1 | N/A | N/A | 0.027392 | 3.9 | 5
MOON 40 P/N-Z, BCH | MOON |  |  | 36W (30+6) | 3000K-4000K | 32748537DTW | 8585054424634 | LED2 32748537DTW MOON 40 P/N-Z, BCH DALI TW 36W 2CCT 3000K-4000K | 10456.82 | 8642 | 4 | BLACK/CHAMPAGNE | 9017/1036 | METAL/PMMA | OPAL | 220-240V/50-60Hz | 750 + 160 mA | DALI TW/PUSH TW | N/A | 90+ | < 3 | L80B20 50.000h | 2520lm | 70lm/W | 125lm/W | N/A | G | N/A | 160° | IP 20 | d400 mm | N/A | 70 mm | d400x70 mm | 2500 mm | N/A | 460x460x95+270x270x100 mm | 2 | 1 | N/A | N/A | 0.027392 | 3.9 | 5
MOON 40 P/N-Z, BCH | MOON |  |  | 36W (30+6) | 3000K-4000K | 32748537CSTW | 8585054424641 | LED2 32748537CSTW MOON 40 P/N-Z, BCH CASAMBI TW 36W 2CCT 3000K-4000K | 15930.86 | 13166 | 4 | BLACK/CHAMPAGNE | 9017/1036 | METAL/PMMA | OPAL | 220-240V/50-60Hz | 750 + 160 mA | CASAMBI TW | N/A | 90+ | < 3 | L80B20 50.000h | 2520lm | 70lm/W | 125lm/W | N/A | G | N/A | 160° | IP 20 | d400 mm | N/A | 70 mm | d400x70 mm | 2500 mm | N/A | 460x460x95+270x270x100 mm | 2 | 1 | N/A | N/A | 0.027392 | 3.9 | 5
MOON 40 P/N-Z, BCH | MOON |  |  | 36W (30+6) | 3000K-4000K | 32748537ZBTW | 8585054424658 | LED2 32748537ZBTW MOON 40 P/N-Z, BCH ZIGBEE TW 36W 2CCT 3000K-4000K | 13439.47 | 11107 | 4 | BLACK/CHAMPAGNE | 9017/1036 | METAL/PMMA | OPAL | 220-240V/50-60Hz | 750 + 160 mA | ZIGBEE TW | N/A | 90+ | < 3 | L80B20 50.000h | 2520lm | 70lm/W | 125lm/W | N/A | G | N/A | 160° | IP 20 | d400 mm | N/A | 70 mm | d400x70 mm | 2500 mm | N/A | 460x460x95+270x270x100 mm | 2 | 1 | N/A | N/A | 0.027392 | 3.9 | 5
MOON 40 P/N-Z, G | MOON |  |  | 36W (30+6) | 3000K/4000K | 3274857 | 8585054424672 | LED2 3274857 MOON 40 P/N-Z, G 36W 2CCT 3000K/4000K | 7544.35 | 6235 | 4 | GOLD | 1036 | METAL/PMMA | OPAL | 220-240V/50-60Hz | 750 + 160 mA | ON/OFF | N/A | 90+ | < 3 | L80B20 50.000h | 2520lm | 70lm/W | 125lm/W | N/A | G | N/A | 160° | IP 20 | d400 mm | N/A | 70 mm | d400x70 mm | 2500 mm | N/A | 460x460x95+270x270x100 mm | 2 | 1 | N/A | N/A | 0.027392 | 3.9 | 5
MOON 40 P/N-Z, G | MOON |  |  | 36W (30+6) | 3000K/4000K | 3274857DT | 8585054424689 | LED2 3274857DT MOON 40 P/N-Z, G TRIAC DIM 36W 2CCT 3000K/4000K | 9404.12 | 7772 | 4 | GOLD | 1036 | METAL/PMMA | OPAL | 220-240V/50-60Hz | 750 + 200 mA | TRIAC | N/A | 90+ | < 3 | L80B20 50.000h | 2520lm | 70lm/W | 125lm/W | N/A | G | N/A | 160° | IP 20 | d400 mm | N/A | 70 mm | d400x70 mm | 2500 mm | N/A | 460x460x95+270x270x100 mm | 2 | 1 | N/A | N/A | 0.027392 | 3.9 | 5
MOON 40 P/N-Z, G | MOON |  |  | 36W (30+6) | 3000K/4000K | 3274857D | 8585054424696 | LED2 3274857D MOON 40 P/N-Z, G DALI/PUSH DIM 36W 2CCT 3000K/4000K | 10281.37 | 8497 | 4 | GOLD | 1036 | METAL/PMMA | OPAL | 220-240V/50-60Hz | 750 + 150 mA | DALI/PUSH | N/A | 90+ | < 3 | L80B20 50.000h | 2520lm | 70lm/W | 125lm/W | N/A | G | N/A | 160° | IP 20 | d400 mm | N/A | 70 mm | d400x70 mm | 2500 mm | N/A | 460x460x95+270x270x100 mm | 2 | 1 | N/A | N/A | 0.027392 | 3.9 | 5
MOON 40 P/N-Z, G | MOON |  |  | 36W (30+6) | 3000K-4000K | 3274857DTW | 8585054424702 | LED2 3274857DTW MOON 40 P/N-Z, G DALI TW 36W 2CCT 3000K-4000K | 10456.82 | 8642 | 4 | GOLD | 1036 | METAL/PMMA | OPAL | 220-240V/50-60Hz | 750 + 160 mA | DALI TW/PUSH TW | N/A | 90+ | < 3 | L80B20 50.000h | 2520lm | 70lm/W | 125lm/W | N/A | G | N/A | 160° | IP 20 | d400 mm | N/A | 70 mm | d400x70 mm | 2500 mm | N/A | 460x460x95+270x270x100 mm | 2 | 1 | N/A | N/A | 0.027392 | 3.9 | 5
MOON 40 P/N-Z, G | MOON |  |  | 36W (30+6) | 3000K-4000K | 3274857CSTW | 8585054424719 | LED2 3274857CSTW MOON 40 P/N-Z, G CASAMBI TW 36W 2CCT 3000K-4000K | 15930.86 | 13166 | 4 | GOLD | 1036 | METAL/PMMA | OPAL | 220-240V/50-60Hz | 750 + 160 mA | CASAMBI TW | N/A | 90+ | < 3 | L80B20 50.000h | 2520lm | 70lm/W | 125lm/W | N/A | G | N/A | 160° | IP 20 | d400 mm | N/A | 70 mm | d400x70 mm | 2500 mm | N/A | 460x460x95+270x270x100 mm | 2 | 1 | N/A | N/A | 0.027392 | 3.9 | 5
MOON 40 P/N-Z, G | MOON |  |  | 36W (30+6) | 3000K-4000K | 3274857ZBTW | 8585054424726 | LED2 3274857ZBTW MOON 40 P/N-Z, G ZIGBEE TW 36W 2CCT 3000K-4000K | 13439.47 | 11107 | 4 | GOLD | 1036 | METAL/PMMA | OPAL | 220-240V/50-60Hz | 750 + 160 mA | ZIGBEE TW | N/A | 90+ | < 3 | L80B20 50.000h | 2520lm | 70lm/W | 125lm/W | N/A | G | N/A | 160° | IP 20 | d400 mm | N/A | 70 mm | d400x70 mm | 2500 mm | N/A | 460x460x95+270x270x100 mm | 2 | 1 | N/A | N/A | 0.027392 | 3.9 | 5
MOON 60 P/N-Z, W | MOON |  |  | 60W (50+10) | 3000K/4000K | 3274951DT | 8585054424740 | LED2 3274951DT MOON 60 P/N-Z, W TRIAC DIM 60W 2CCT 3000K/4000K | 12807.85 | 10585 | 7.5 | WHITE | 9003 | METAL/PMMA | OPAL | 220-240V/50-60Hz | 1200 + 250 mA | TRIAC | N/A | 90+ | < 3 | L80B20 50.000h | 4200lm | 70lm/W | 125lm/W | N/A | G | N/A | 160° | IP 20 | d600 mm | N/A | 70 mm | d600x70 mm | 2500 mm | N/A | 660x660x95+460x460x120 mm | 2 | 1 | N/A | N/A | 0.066774 | 8 | 9.5
MOON 60 P/N-Z, W | MOON |  |  | 60W (50+10) | 3000K/4000K | 3274951D | 8585054424757 | LED2 3274951D MOON 60 P/N-Z, W DALI/PUSH DIM 60W 2CCT 3000K/4000K | 15965.95 | 13195 | 7.5 | WHITE | 9003 | METAL/PMMA | OPAL | 220-240V/50-60Hz | 1200 + 250 mA | DALI/PUSH | N/A | 90+ | < 3 | L80B20 50.000h | 4200lm | 70lm/W | 125lm/W | N/A | G | N/A | 160° | IP 20 | d600 mm | N/A | 70 mm | d600x70 mm | 2500 mm | N/A | 660x660x95+460x460x120 mm | 2 | 1 | N/A | N/A | 0.066774 | 8 | 9.5
MOON 60 P/N-Z, W | MOON |  |  | 60W (50+10) | 3000K-4000K | 3274951DTW | 8585054424764 | LED2 3274951DTW MOON 60 P/N-Z, W DALI TW 60W 2CCT 3000K-4000K | 15720.32 | 12992 | 7.5 | WHITE | 9003 | METAL/PMMA | OPAL | 220-240V/50-60Hz | 1200 + 250 mA | DALI TW/PUSH TW | N/A | 90+ | < 3 | L80B20 50.000h | 4200lm | 70lm/W | 125lm/W | N/A | G | N/A | 160° | IP 20 | d600 mm | N/A | 70 mm | d600x70 mm | 2500 mm | N/A | 660x660x95+460x460x120 mm | 2 | 1 | N/A | N/A | 0.066774 | 8 | 9.5
MOON 60 P/N-Z, W | MOON |  |  | 60W (50+10) | 3000K-4000K | 3274951CSTW | 8585054424771 | LED2 3274951CSTW MOON 60 P/N-Z, W CASAMBI TW 60W 2CCT 3000K-4000K | 21194.36 | 17516 | 7.5 | WHITE | 9003 | METAL/PMMA | OPAL | 220-240V/50-60Hz | 1200 + 250 mA | CASAMBI TW | N/A | 90+ | < 3 | L80B20 50.000h | 4200lm | 70lm/W | 125lm/W | N/A | G | N/A | 160° | IP 20 | d600 mm | N/A | 70 mm | d600x70 mm | 2500 mm | N/A | 660x660x95+460x460x120 mm | 2 | 1 | N/A | N/A | 0.066774 | 8 | 9.5
MOON 60 P/N-Z, W | MOON |  |  | 60W (50+10) | 3000K-4000K | 3274951ZBTW | 8585054424788 | LED2 3274951ZBTW MOON 60 P/N-Z, W ZIGBEE TW 60W 2CCT 3000K-4000K | 18702.97 | 15457 | 7.5 | WHITE | 9003 | METAL/PMMA | OPAL | 220-240V/50-60Hz | 1200 + 250 mA | ZIGBEE TW | N/A | 90+ | < 3 | L80B20 50.000h | 4200lm | 70lm/W | 125lm/W | N/A | G | N/A | 160° | IP 20 | d600 mm | N/A | 70 mm | d600x70 mm | 2500 mm | N/A | 660x660x95+460x460x120 mm | 2 | 1 | N/A | N/A | 0.066774 | 8 | 9.5
MOON 60 P/N-Z, B | MOON |  |  | 60W (50+10) | 3000K/4000K | 3274953DT | 8585054424801 | LED2 3274953DT MOON 60 P/N-Z, B TRIAC DIM 60W 2CCT 3000K/4000K | 12807.85 | 10585 | 7.5 | BLACK | 9017 | METAL/PMMA | OPAL | 220-240V/50-60Hz | 1200 + 250 mA | TRIAC | N/A | 90+ | < 3 | L80B20 50.000h | 4200lm | 70lm/W | 125lm/W | N/A | G | N/A | 160° | IP 20 | d600 mm | N/A | 70 mm | d600x70 mm | 2500 mm | N/A | 660x660x95+460x460x120 mm | 2 | 1 | N/A | N/A | 0.066774 | 8 | 9.5
MOON 60 P/N-Z, B | MOON |  |  | 60W (50+10) | 3000K/4000K | 3274953D | 8585054424818 | LED2 3274953D MOON 60 P/N-Z, B DALI/PUSH DIM 60W 2CCT 3000K/4000K | 15965.95 | 13195 | 7.5 | BLACK | 9017 | METAL/PMMA | OPAL | 220-240V/50-60Hz | 1200 + 250 mA | DALI/PUSH | N/A | 90+ | < 3 | L80B20 50.000h | 4200lm | 70lm/W | 125lm/W | N/A | G | N/A | 160° | IP 20 | d600 mm | N/A | 70 mm | d600x70 mm | 2500 mm | N/A | 660x660x95+460x460x120 mm | 2 | 1 | N/A | N/A | 0.066774 | 8 | 9.5
MOON 60 P/N-Z, B | MOON |  |  | 60W (50+10) | 3000K-4000K | 3274953DTW | 8585054424825 | LED2 3274953DTW MOON 60 P/N-Z, B DALI TW 60W 2CCT 3000K-4000K | 15720.32 | 12992 | 7.5 | BLACK | 9017 | METAL/PMMA | OPAL | 220-240V/50-60Hz | 1200 + 250 mA | DALI TW/PUSH TW | N/A | 90+ | < 3 | L80B20 50.000h | 4200lm | 70lm/W | 125lm/W | N/A | G | N/A | 160° | IP 20 | d600 mm | N/A | 70 mm | d600x70 mm | 2500 mm | N/A | 660x660x95+460x460x120 mm | 2 | 1 | N/A | N/A | 0.066774 | 8 | 9.5
MOON 60 P/N-Z, B | MOON |  |  | 60W (50+10) | 3000K-4000K | 3274953CSTW | 8585054424832 | LED2 3274953CSTW MOON 60 P/N-Z, B CASAMBI TW 60W 2CCT 3000K-4000K | 21194.36 | 17516 | 7.5 | BLACK | 9017 | METAL/PMMA | OPAL | 220-240V/50-60Hz | 1200 + 250 mA | CASAMBI TW | N/A | 90+ | < 3 | L80B20 50.000h | 4200lm | 70lm/W | 125lm/W | N/A | G | N/A | 160° | IP 20 | d600 mm | N/A | 70 mm | d600x70 mm | 2500 mm | N/A | 660x660x95+460x460x120 mm | 2 | 1 | N/A | N/A | 0.066774 | 8 | 9.5
MOON 60 P/N-Z, B | MOON |  |  | 60W (50+10) | 3000K-4000K | 3274953ZBTW | 8585054424849 | LED2 3274953ZBTW MOON 60 P/N-Z, B ZIGBEE TW 60W 2CCT 3000K-4000K | 18702.97 | 15457 | 7.5 | BLACK | 9017 | METAL/PMMA | OPAL | 220-240V/50-60Hz | 1200 + 250 mA | ZIGBEE TW | N/A | 90+ | < 3 | L80B20 50.000h | 4200lm | 70lm/W | 125lm/W | N/A | G | N/A | 160° | IP 20 | d600 mm | N/A | 70 mm | d600x70 mm | 2500 mm | N/A | 660x660x95+460x460x120 mm | 2 | 1 | N/A | N/A | 0.066774 | 8 | 9.5
MOON 60 P/N-Z, BCH | MOON |  |  | 60W (50+10) | 3000K/4000K | 32749537DT | 8585054424863 | LED2 32749537DT MOON 60 P/N-Z, BCH TRIAC DIM 60W 2CCT 3000K/4000K | 12807.85 | 10585 | 7.5 | BLACK/CHAMPAGNE | 9017/1036 | METAL/PMMA | OPAL | 220-240V/50-60Hz | 1200 + 250 mA | TRIAC | N/A | 90+ | < 3 | L80B20 50.000h | 4200lm | 70lm/W | 125lm/W | N/A | G | N/A | 160° | IP 20 | d600 mm | N/A | 70 mm | d600x70 mm | 2500 mm | N/A | 660x660x95+460x460x120 mm | 2 | 1 | N/A | N/A | 0.066774 | 8 | 9.5
MOON 60 P/N-Z, BCH | MOON |  |  | 60W (50+10) | 3000K/4000K | 32749537D | 8585054424870 | LED2 32749537D MOON 60 P/N-Z, BCH DALI/PUSH DIM 60W 2CCT 3000K/4000K | 15965.95 | 13195 | 7.5 | BLACK/CHAMPAGNE | 9017/1036 | METAL/PMMA | OPAL | 220-240V/50-60Hz | 1200 + 250 mA | DALI/PUSH | N/A | 90+ | < 3 | L80B20 50.000h | 4200lm | 70lm/W | 125lm/W | N/A | G | N/A | 160° | IP 20 | d600 mm | N/A | 70 mm | d600x70 mm | 2500 mm | N/A | 660x660x95+460x460x120 mm | 2 | 1 | N/A | N/A | 0.066774 | 8 | 9.5
MOON 60 P/N-Z, BCH | MOON |  |  | 60W (50+10) | 3000K-4000K | 32749537DTW | 8585054424887 | LED2 32749537DTW MOON 60 P/N-Z, BCH DALI TW 60W 2CCT 3000K-4000K | 15720.32 | 12992 | 7.5 | BLACK/CHAMPAGNE | 9017/1036 | METAL/PMMA | OPAL | 220-240V/50-60Hz | 1200 + 250 mA | DALI TW/PUSH TW | N/A | 90+ | < 3 | L80B20 50.000h | 4200lm | 70lm/W | 125lm/W | N/A | G | N/A | 160° | IP 20 | d600 mm | N/A | 70 mm | d600x70 mm | 2500 mm | N/A | 660x660x95+460x460x120 mm | 2 | 1 | N/A | N/A | 0.066774 | 8 | 9.5
MOON 60 P/N-Z, BCH | MOON |  |  | 60W (50+10) | 3000K-4000K | 32749537CSTW | 8585054424894 | LED2 32749537CSTW MOON 60 P/N-Z, BCH CASAMBI TW 60W 2CCT 3000K-4000K | 21194.36 | 17516 | 7.5 | BLACK/CHAMPAGNE | 9017/1036 | METAL/PMMA | OPAL | 220-240V/50-60Hz | 1200 + 250 mA | CASAMBI TW | N/A | 90+ | < 3 | L80B20 50.000h | 4200lm | 70lm/W | 125lm/W | N/A | G | N/A | 160° | IP 20 | d600 mm | N/A | 70 mm | d600x70 mm | 2500 mm | N/A | 660x660x95+460x460x120 mm | 2 | 1 | N/A | N/A | 0.066774 | 8 | 9.5
MOON 60 P/N-Z, BCH | MOON |  |  | 60W (50+10) | 3000K-4000K | 32749537ZBTW | 8585054424900 | LED2 32749537ZBTW MOON 60 P/N-Z, BCH ZIGBEE TW 60W 2CCT 3000K-4000K | 18702.97 | 15457 | 7.5 | BLACK/CHAMPAGNE | 9017/1036 | METAL/PMMA | OPAL | 220-240V/50-60Hz | 1200 + 250 mA | ZIGBEE TW | N/A | 90+ | < 3 | L80B20 50.000h | 4200lm | 70lm/W | 125lm/W | N/A | G | N/A | 160° | IP 20 | d600 mm | N/A | 70 mm | d600x70 mm | 2500 mm | N/A | 660x660x95+460x460x120 mm | 2 | 1 | N/A | N/A | 0.066774 | 8 | 9.5
MOON 60 P/N-Z, G | MOON |  |  | 60W (50+10) | 3000K/4000K | 3274957DT | 8585054424924 | LED2 3274957DT MOON 60 P/N-Z, G TRIAC DIM 60W 2CCT 3000K/4000K | 12807.85 | 10585 | 7.5 | GOLD | 1036 | METAL/PMMA | OPAL | 220-240V/50-60Hz | 1200 + 250 mA | TRIAC | N/A | 90+ | < 3 | L80B20 50.000h | 4200lm | 70lm/W | 125lm/W | N/A | G | N/A | 160° | IP 20 | d600 mm | N/A | 70 mm | d600x70 mm | 2500 mm | N/A | 660x660x95+460x460x120 mm | 2 | 1 | N/A | N/A | 0.066774 | 8 | 9.5
MOON 60 P/N-Z, G | MOON |  |  | 60W (50+10) | 3000K/4000K | 3274957D | 8585054424931 | LED2 3274957D MOON 60 P/N-Z, G DALI/PUSH DIM 60W 2CCT 3000K/4000K | 15965.95 | 13195 | 7.5 | GOLD | 1036 | METAL/PMMA | OPAL | 220-240V/50-60Hz | 1200 + 250 mA | DALI/PUSH | N/A | 90+ | < 3 | L80B20 50.000h | 4200lm | 70lm/W | 125lm/W | N/A | G | N/A | 160° | IP 20 | d600 mm | N/A | 70 mm | d600x70 mm | 2500 mm | N/A | 660x660x95+460x460x120 mm | 2 | 1 | N/A | N/A | 0.066774 | 8 | 9.5
MOON 60 P/N-Z, G | MOON |  |  | 60W (50+10) | 3000K-4000K | 3274957DTW | 8585054424948 | LED2 3274957DTW MOON 60 P/N-Z, G DALI TW 60W 2CCT 3000K-4000K | 15720.32 | 12992 | 7.5 | GOLD | 1036 | METAL/PMMA | OPAL | 220-240V/50-60Hz | 1200 + 250 mA | DALI TW/PUSH TW | N/A | 90+ | < 3 | L80B20 50.000h | 4200lm | 70lm/W | 125lm/W | N/A | G | N/A | 160° | IP 20 | d600 mm | N/A | 70 mm | d600x70 mm | 2500 mm | N/A | 660x660x95+460x460x120 mm | 2 | 1 | N/A | N/A | 0.066774 | 8 | 9.5
MOON 60 P/N-Z, G | MOON |  |  | 60W (50+10) | 3000K-4000K | 3274957CSTW | 8585054424955 | LED2 3274957CSTW MOON 60 P/N-Z, G CASAMBI TW 60W 2CCT 3000K-4000K | 21194.36 | 17516 | 7.5 | GOLD | 1036 | METAL/PMMA | OPAL | 220-240V/50-60Hz | 1200 + 250 mA | CASAMBI TW | N/A | 90+ | < 3 | L80B20 50.000h | 4200lm | 70lm/W | 125lm/W | N/A | G | N/A | 160° | IP 20 | d600 mm | N/A | 70 mm | d600x70 mm | 2500 mm | N/A | 660x660x95+460x460x120 mm | 2 | 1 | N/A | N/A | 0.066774 | 8 | 9.5
MOON 60 P/N-Z, G | MOON |  |  | 60W (50+10) | 3000K-4000K | 3274957ZBTW | 8585054424962 | LED2 3274957ZBTW MOON 60 P/N-Z, G ZIGBEE TW 60W 2CCT 3000K-4000K | 18702.97 | 15457 | 7.5 | GOLD | 1036 | METAL/PMMA | OPAL | 220-240V/50-60Hz | 1200 + 250 mA | ZIGBEE TW | N/A | 90+ | < 3 | L80B20 50.000h | 4200lm | 70lm/W | 125lm/W | N/A | G | N/A | 160° | IP 20 | d600 mm | N/A | 70 mm | d600x70 mm | 2500 mm | N/A | 660x660x95+460x460x120 mm | 2 | 1 | N/A | N/A | 0.066774 | 8 | 9.5
MOON 80 P/N-Z, W | MOON |  |  | 88W (76+12) | 3000K/4000K | 3275051DT | 8585054424986 | LED2 3275051DT MOON 80 P/N-Z, W TRIAC DIM 88W 2CCT 3000K/4000K | 17509.91 | 14471 | 7.5 | WHITE | 9003 | METAL/PMMA | OPAL | 220-240V/50-60Hz | 2x 950 + 300 mA | TRIAC | N/A | 90+ | < 3 | L80B20 50.000h | 6160lm | 70lm/W | 125lm/W | N/A | G | N/A | 160° | IP 20 | d800 mm | N/A | 70 mm | d800x70 mm | 2500 mm | N/A | 860x860x95+660x660x120 mm | 2 | 1 | N/A | N/A | 0.12253 | 14 | 16.7
MOON 80 P/N-Z, W | MOON |  |  | 88W (76+12) | 3000K/4000K | 3275051D | 8585054424993 | LED2 3275051D MOON 80 P/N-Z, W DALI/PUSH DIM 88W 2CCT 3000K/4000K | 20773.28 | 17168 | 7.5 | WHITE | 9003 | METAL/PMMA | OPAL | 220-240V/50-60Hz | 1900 + 300 mA | DALI/PUSH | N/A | 90+ | < 3 | L80B20 50.000h | 6160lm | 70lm/W | 125lm/W | N/A | G | N/A | 160° | IP 20 | d800 mm | N/A | 70 mm | d800x70 mm | 2500 mm | N/A | 860x860x95+660x660x120 mm | 2 | 1 | N/A | N/A | 0.12253 | 14 | 16.7
MOON 80 P/N-Z, W | MOON |  |  | 88W (76+12) | 3000K-4000K | 3275051DTW | 8585054425006 | LED2 3275051DTW MOON 80 P/N-Z, W DALI TW 88W 2CCT 3000K-4000K | 21685.62 | 17922 | 7.5 | WHITE | 9003 | METAL/PMMA | OPAL | 220-240V/50-60Hz | 1900 + 300 mA | DALI TW/PUSH TW | N/A | 90+ | < 3 | L80B20 50.000h | 6160lm | 70lm/W | 125lm/W | N/A | G | N/A | 160° | IP 20 | d800 mm | N/A | 70 mm | d800x70 mm | 2500 mm | N/A | 860x860x95+660x660x120 mm | 2 | 1 | N/A | N/A | 0.12253 | 14 | 16.7
MOON 80 P/N-Z, W | MOON |  |  | 88W (76+12) | 3000K-4000K | 3275051CSTW | 8585054425013 | LED2 3275051CSTW MOON 80 P/N-Z, W CASAMBI TW 88W 2CCT 3000K-4000K | 27159.66 | 22446 | 7.5 | WHITE | 9003 | METAL/PMMA | OPAL | 220-240V/50-60Hz | 1900 + 300 mA | CASAMBI TW | N/A | 90+ | < 3 | L80B20 50.000h | 6160lm | 70lm/W | 125lm/W | N/A | G | N/A | 160° | IP 20 | d800 mm | N/A | 70 mm | d800x70 mm | 2500 mm | N/A | 860x860x95+660x660x120 mm | 2 | 1 | N/A | N/A | 0.12253 | 14 | 16.7
MOON 80 P/N-Z, W | MOON |  |  | 88W (76+12) | 3000K-4000K | 3275051ZBTW | 8585054425020 | LED2 3275051ZBTW MOON 80 P/N-Z, W ZIGBEE TW 88W 2CCT 3000K-4000K | 24668.27 | 20387 | 7.5 | WHITE | 9003 | METAL/PMMA | OPAL | 220-240V/50-60Hz | 1900 + 300 mA | ZIGBEE TW | N/A | 90+ | < 3 | L80B20 50.000h | 6160lm | 70lm/W | 125lm/W | N/A | G | N/A | 160° | IP 20 | d800 mm | N/A | 70 mm | d800x70 mm | 2500 mm | N/A | 860x860x95+660x660x120 mm | 2 | 1 | N/A | N/A | 0.12253 | 14 | 16.7
MOON 80 P/N-Z, B | MOON |  |  | 88W (76+12) | 3000K/4000K | 3275053DT | 8585054425044 | LED2 3275053DT MOON 80 P/N-Z, B TRIAC DIM 88W 2CCT 3000K/4000K | 17509.91 | 14471 | 7.5 | BLACK | 9017 | METAL/PMMA | OPAL | 220-240V/50-60Hz | 2x 950 + 300 mA | TRIAC | N/A | 90+ | < 3 | L80B20 50.000h | 6160lm | 70lm/W | 125lm/W | N/A | G | N/A | 160° | IP 20 | d800 mm | N/A | 70 mm | d800x70 mm | 2500 mm | N/A | 860x860x95+660x660x120 mm | 2 | 1 | N/A | N/A | 0.12253 | 14 | 16.7
MOON 80 P/N-Z, B | MOON |  |  | 88W (76+12) | 3000K/4000K | 3275053D | 8585054425051 | LED2 3275053D MOON 80 P/N-Z, B DALI/PUSH DIM 88W 2CCT 3000K/4000K | 20773.28 | 17168 | 7.5 | BLACK | 9017 | METAL/PMMA | OPAL | 220-240V/50-60Hz | 1900 + 300 mA | DALI/PUSH | N/A | 90+ | < 3 | L80B20 50.000h | 6160lm | 70lm/W | 125lm/W | N/A | G | N/A | 160° | IP 20 | d800 mm | N/A | 70 mm | d800x70 mm | 2500 mm | N/A | 860x860x95+660x660x120 mm | 2 | 1 | N/A | N/A | 0.12253 | 14 | 16.7
MOON 80 P/N-Z, B | MOON |  |  | 88W (76+12) | 3000K-4000K | 3275053DTW | 8585054425068 | LED2 3275053DTW MOON 80 P/N-Z, B DALI TW 88W 2CCT 3000K-4000K | 21685.62 | 17922 | 7.5 | WHITE | 9003 | METAL/PMMA | OPAL | 220-240V/50-60Hz | 1900 + 300 mA | DALI TW/PUSH TW | N/A | 90+ | < 3 | L80B20 50.000h | 6160lm | 70lm/W | 125lm/W | N/A | G | N/A | 160° | IP 20 | d800 mm | N/A | 70 mm | d800x70 mm | 2500 mm | N/A | 860x860x95+660x660x120 mm | 2 | 1 | N/A | N/A | 0.12253 | 14 | 16.7
MOON 80 P/N-Z, B | MOON |  |  | 88W (76+12) | 3000K-4000K | 3275053CSTW | 8585054425075 | LED2 3275053CSTW MOON 80 P/N-Z, B CASAMBI TW 88W 2CCT 3000K-4000K | 27159.66 | 22446 | 7.5 | WHITE | 9003 | METAL/PMMA | OPAL | 220-240V/50-60Hz | 1900 + 300 mA | CASAMBI TW | N/A | 90+ | < 3 | L80B20 50.000h | 6160lm | 70lm/W | 125lm/W | N/A | G | N/A | 160° | IP 20 | d800 mm | N/A | 70 mm | d800x70 mm | 2500 mm | N/A | 860x860x95+660x660x120 mm | 2 | 1 | N/A | N/A | 0.12253 | 14 | 16.7
MOON 80 P/N-Z, B | MOON |  |  | 88W (76+12) | 3000K-4000K | 3275053ZBTW | 8585054425082 | LED2 3275053ZBTW MOON 80 P/N-Z, B ZIGBEE TW 88W 2CCT 3000K-4000K | 24668.27 | 20387 | 7.5 | WHITE | 9003 | METAL/PMMA | OPAL | 220-240V/50-60Hz | 1900 + 300 mA | ZIGBEE TW | N/A | 90+ | < 3 | L80B20 50.000h | 6160lm | 70lm/W | 125lm/W | N/A | G | N/A | 160° | IP 20 | d800 mm | N/A | 70 mm | d800x70 mm | 2500 mm | N/A | 860x860x95+660x660x120 mm | 2 | 1 | N/A | N/A | 0.12253 | 14 | 16.7
MOON 80 P/N-Z, BCH | MOON |  |  | 88W (76+12) | 3000K/4000K | 32750537DT | 8585054425105 | LED2 32750537DT MOON 80 P/N-Z, BCH TRIAC DIM 88W 2CCT 3000K/4000K | 17509.91 | 14471 | 7.5 | BLACK/CHAMPAGNE | 9017/1036 | METAL/PMMA | OPAL | 220-240V/50-60Hz | 2x 950 + 300 mA | TRIAC | N/A | 90+ | < 3 | L80B20 50.000h | 6160lm | 70lm/W | 125lm/W | N/A | G | N/A | 160° | IP 20 | d800 mm | N/A | 70 mm | d800x70 mm | 2500 mm | N/A | 860x860x95+660x660x120 mm | 2 | 1 | N/A | N/A | 0.12253 | 14 | 16.7
MOON 80 P/N-Z, BCH | MOON |  |  | 88W (76+12) | 3000K/4000K | 32750537D | 8585054425112 | LED2 32750537D MOON 80 P/N-Z, BCH DALI/PUSH DIM 88W 2CCT 3000K/4000K | 20773.28 | 17168 | 7.5 | BLACK/CHAMPAGNE | 9017/1036 | METAL/PMMA | OPAL | 220-240V/50-60Hz | 1900 + 300 mA | DALI/PUSH | N/A | 90+ | < 3 | L80B20 50.000h | 6160lm | 70lm/W | 125lm/W | N/A | G | N/A | 160° | IP 20 | d800 mm | N/A | 70 mm | d800x70 mm | 2500 mm | N/A | 860x860x95+660x660x120 mm | 2 | 1 | N/A | N/A | 0.12253 | 14 | 16.7
MOON 80 P/N-Z, BCH | MOON |  |  | 88W (76+12) | 3000K-4000K | 32750537DTW | 8585054425129 | LED2 32750537DTW MOON 80 P/N-Z, BCH DALI TW 88W 2CCT 3000K-4000K | 21685.62 | 17922 | 7.5 | WHITE | 9003 | METAL/PMMA | OPAL | 220-240V/50-60Hz | 1900 + 300 mA | DALI TW/PUSH TW | N/A | 90+ | < 3 | L80B20 50.000h | 6160lm | 70lm/W | 125lm/W | N/A | G | N/A | 160° | IP 20 | d800 mm | N/A | 70 mm | d800x70 mm | 2500 mm | N/A | 860x860x95+660x660x120 mm | 2 | 1 | N/A | N/A | 0.12253 | 14 | 16.7
MOON 80 P/N-Z, BCH | MOON |  |  | 88W (76+12) | 3000K-4000K | 32750537CSTW | 8585054425136 | LED2 32750537CSTW MOON 80 P/N-Z, BCH CASAMBI TW 88W 2CCT 3000K-4000K | 27159.66 | 22446 | 7.5 | WHITE | 9003 | METAL/PMMA | OPAL | 220-240V/50-60Hz | 1900 + 300 mA | CASAMBI TW | N/A | 90+ | < 3 | L80B20 50.000h | 6160lm | 70lm/W | 125lm/W | N/A | G | N/A | 160° | IP 20 | d800 mm | N/A | 70 mm | d800x70 mm | 2500 mm | N/A | 860x860x95+660x660x120 mm | 2 | 1 | N/A | N/A | 0.12253 | 14 | 16.7
MOON 80 P/N-Z, BCH | MOON |  |  | 88W (76+12) | 3000K-4000K | 32750537ZBTW | 8585054425143 | LED2 32750537ZBTW MOON 80 P/N-Z, BCH ZIGBEE TW 88W 2CCT 3000K-4000K | 24668.27 | 20387 | 7.5 | WHITE | 9003 | METAL/PMMA | OPAL | 220-240V/50-60Hz | 1900 + 300 mA | ZIGBEE TW | N/A | 90+ | < 3 | L80B20 50.000h | 6160lm | 70lm/W | 125lm/W | N/A | G | N/A | 160° | IP 20 | d800 mm | N/A | 70 mm | d800x70 mm | 2500 mm | N/A | 860x860x95+660x660x120 mm | 2 | 1 | N/A | N/A | 0.12253 | 14 | 16.7
MOON 80 P/N-Z, G | MOON |  |  | 88W (76+12) | 3000K/4000K | 3275057DT | 8585054425167 | LED2 3275057DT MOON 80 P/N-Z, G TRIAC DIM 88W 2CCT 3000K/4000K | 17509.91 | 14471 | 7.5 | GOLD | 1036 | METAL/PMMA | OPAL | 220-240V/50-60Hz | 2x 950 + 300 mA | TRIAC | N/A | 90+ | < 3 | L80B20 50.000h | 6160lm | 70lm/W | 125lm/W | N/A | G | N/A | 160° | IP 20 | d800 mm | N/A | 70 mm | d800x70 mm | 2500 mm | N/A | 860x860x95+660x660x120 mm | 2 | 1 | N/A | N/A | 0.12253 | 14 | 16.7
MOON 80 P/N-Z, G | MOON |  |  | 88W (76+12) | 3000K/4000K | 3275057D | 8585054425174 | LED2 3275057D MOON 80 P/N-Z, G DALI/PUSH DIM 88W 2CCT 3000K/4000K | 20773.28 | 17168 | 7.5 | GOLD | 1036 | METAL/PMMA | OPAL | 220-240V/50-60Hz | 1900 + 300 mA | DALI/PUSH | N/A | 90+ | < 3 | L80B20 50.000h | 6160lm | 70lm/W | 125lm/W | N/A | G | N/A | 160° | IP 20 | d800 mm | N/A | 70 mm | d800x70 mm | 2500 mm | N/A | 860x860x95+660x660x120 mm | 2 | 1 | N/A | N/A | 0.12253 | 14 | 16.7
MOON 80 P/N-Z, G | MOON |  |  | 88W (76+12) | 3000K-4000K | 3275057DTW | 8585054425181 | LED2 3275057DTW MOON 80 P/N-Z, G DALI TW 88W 2CCT 3000K-4000K | 21685.62 | 17922 | 7.5 | WHITE | 9003 | METAL/PMMA | OPAL | 220-240V/50-60Hz | 1900 + 300 mA | DALI TW/PUSH TW | N/A | 90+ | < 3 | L80B20 50.000h | 6160lm | 70lm/W | 125lm/W | N/A | G | N/A | 160° | IP 20 | d800 mm | N/A | 70 mm | d800x70 mm | 2500 mm | N/A | 860x860x95+660x660x120 mm | 2 | 1 | N/A | N/A | 0.12253 | 14 | 16.7
MOON 80 P/N-Z, G | MOON |  |  | 88W (76+12) | 3000K-4000K | 3275057CSTW | 8585054425198 | LED2 3275057CSTW MOON 80 P/N-Z, G CASAMBI TW 88W 2CCT 3000K-4000K | 27159.66 | 22446 | 7.5 | WHITE | 9003 | METAL/PMMA | OPAL | 220-240V/50-60Hz | 1900 + 300 mA | CASAMBI TW | N/A | 90+ | < 3 | L80B20 50.000h | 6160lm | 70lm/W | 125lm/W | N/A | G | N/A | 160° | IP 20 | d800 mm | N/A | 70 mm | d800x70 mm | 2500 mm | N/A | 860x860x95+660x660x120 mm | 2 | 1 | N/A | N/A | 0.12253 | 14 | 16.7
MOON 80 P/N-Z, G | MOON |  |  | 88W (76+12) | 3000K-4000K | 3275057ZBTW | 8585054425204 | LED2 3275057ZBTW MOON 80 P/N-Z, G ZIGBEE TW 88W 2CCT 3000K-4000K | 24668.27 | 20387 | 7.5 | WHITE | 9003 | METAL/PMMA | OPAL | 220-240V/50-60Hz | 1900 + 300 mA | ZIGBEE TW | N/A | 90+ | < 3 | L80B20 50.000h | 6160lm | 70lm/W | 125lm/W | N/A | G | N/A | 160° | IP 20 | d800 mm | N/A | 70 mm | d800x70 mm | 2500 mm | N/A | 860x860x95+660x660x120 mm | 2 | 1 | N/A | N/A | 0.12253 | 14 | 16.7
SATURN 60 P-Z, W | SATURN |  |  | 50W | 3000K/4000K | 3270751D | 8585054404766 | LED2 3270751D SATURN 60 P-Z, W DALI/PUSH DIM 50W 2CCT 3000K/4000K | 13614.92 | 11252 | 7.5 | WHITE | 9003 | ALUMINIUM/PMMA | OPAL | 220-240V/50-60Hz | 1200 mA | DALI/PUSH | N/A | 90+ | < 3 | L80B20 50.000h | 2330lm | 47lm/W | 134lm/W | N/A | G | N/A | 160° | IP 20 | d600 mm | N/A | 80 mm | d600x80 mm | 2500 mm | N/A | 655x650x155 mm | 2 | 1 | N/A | N/A | 0.065991 | 3.8 | 4.7
SATURN 60 P-Z, W | SATURN |  |  | 50W | 3000K/4000K | 3270751DT | 8585054411795 | LED2 3270751DT SATURN 60 P-Z, W TRIAC DIM 50W 2CCT 3000K/4000K | 11649.88 | 9628 | 7.5 | WHITE | 9003 | ALUMINIUM/PMMA | OPAL | 220-240V/50-60Hz | 1200 mA | TRIAC | N/A | 90+ | < 3 | L80B20 50.000h | 2330lm | 47lm/W | 134lm/W | N/A | G | N/A | 160° | IP 20 | d600 mm | N/A | 80 mm | d600x80 mm | 2500 mm | N/A | 655x650x155 mm | 2 | 1 | N/A | N/A | 0.065991 | 3.8 | 4.7
SATURN 60 P-Z, W | SATURN |  |  | 50W | 3000K-4000K | 3270751DTW | 8585054419449 | LED2 3270751DTW SATURN 60 P-Z, W 50W DALI TW 3000K-4000K | 13755.28 | 11368 | 7.5 | WHITE | 9003 | ALUMINIUM/PMMA | OPAL | 220-240V/50-60Hz | 1200 mA | DALI TW/PUSH TW | N/A | 90+ | < 3 | L80B20 50.000h | 2330lm | 47lm/W | 134lm/W | N/A | G | N/A | 160° | IP 20 | d600 mm | N/A | 80 mm | d600x80 mm | 2500 mm | N/A | 655x650x155 mm | 2 | 1 | N/A | N/A | 0.065991 | 3.8 | 4.7
SATURN 60 P-Z, W | SATURN |  |  | 50W | 3000K-4000K | 3270751CSTW | 8585054419456 | LED2 3270751CSTW SATURN 60 P-Z, W 50W CASAMBI TW 3000K-4000K | 19229.32 | 15892 | 7.5 | WHITE | 9003 | ALUMINIUM/PMMA | OPAL | 220-240V/50-60Hz | 1200 mA | CASAMBI TW | N/A | 90+ | < 3 | L80B20 50.000h | 2330lm | 47lm/W | 134lm/W | N/A | G | N/A | 160° | IP 20 | d600 mm | N/A | 80 mm | d600x80 mm | 2500 mm | N/A | 655x650x155 mm | 2 | 1 | N/A | N/A | 0.065991 | 3.8 | 4.7
SATURN 60 P-Z, W | SATURN |  |  | 50W | 3000K-4000K | 3270751ZBTW | 8585054419463 | LED2 3270751ZBTW SATURN 60 P-Z, W 50W ZIGBEE TW 3000K-4000K | 14386.9 | 11890 | 7.5 | WHITE | 9003 | ALUMINIUM/PMMA | OPAL | 220-240V/50-60Hz | 1200 mA | ZIGBEE TW | N/A | 90+ | < 3 | L80B20 50.000h | 2330lm | 47lm/W | 134lm/W | N/A | G | N/A | 160° | IP 20 | d600 mm | N/A | 80 mm | d600x80 mm | 2500 mm | N/A | 655x650x155 mm | 2 | 1 | N/A | N/A | 0.065991 | 3.8 | 4.7
SATURN 60 P-Z, B | SATURN |  |  | 50W | 3000K/4000K | 3270753D | 8585054404773 | LED2 3270753D SATURN 60 P-Z, B DALI/PUSH DIM 50W 2CCT 3000K/4000K | 13614.92 | 11252 | 7.5 | BLACK | 9017 | ALUMINIUM/PMMA | OPAL | 220-240V/50-60Hz | 1200 mA | DALI/PUSH | N/A | 90+ | < 3 | L80B20 50.000h | 2330lm | 47lm/W | 134lm/W | N/A | G | N/A | 160° | IP 20 | d600 mm | N/A | 80 mm | d600x80 mm | 2500 mm | N/A | 655x650x155 mm | 2 | 1 | N/A | N/A | 0.065991 | 3.8 | 4.7
SATURN 60 P-Z, B | SATURN |  |  | 50W | 3000K/4000K | 3270753DT | 8585054411818 | LED2 3270753DT SATURN 60 P-Z, B TRIAC DIM 50W 2CCT 3000K/4000K | 11649.88 | 9628 | 7.5 | BLACK | 9017 | ALUMINIUM/PMMA | OPAL | 220-240V/50-60Hz | 1200 mA | TRIAC | N/A | 90+ | < 3 | L80B20 50.000h | 2330lm | 47lm/W | 134lm/W | N/A | G | N/A | 160° | IP 20 | d600 mm | N/A | 80 mm | d600x80 mm | 2500 mm | N/A | 655x650x155 mm | 2 | 1 | N/A | N/A | 0.065991 | 3.8 | 4.7
SATURN 60 P-Z, B | SATURN |  |  | 50W | 3000K-4000K | 3270753DTW | 8585054419487 | LED2 3270753DTW SATURN 60 P-Z, B 50W DALI TW 3000K-4000K | 13755.28 | 11368 | 7.5 | BLACK | 9017 | ALUMINIUM/PMMA | OPAL | 220-240V/50-60Hz | 1200 mA | DALI TW/PUSH TW | N/A | 90+ | < 3 | L80B20 50.000h | 2330lm | 47lm/W | 134lm/W | N/A | G | N/A | 160° | IP 20 | d600 mm | N/A | 80 mm | d600x80 mm | 2500 mm | N/A | 655x650x155 mm | 2 | 1 | N/A | N/A | 0.065991 | 3.8 | 4.7
SATURN 60 P-Z, B | SATURN |  |  | 50W | 3000K-4000K | 3270753CSTW | 8585054419494 | LED2 3270753CSTW SATURN 60 P-Z, B 50W CASAMBI TW 3000K-4000K | 19229.32 | 15892 | 7.5 | BLACK | 9017 | ALUMINIUM/PMMA | OPAL | 220-240V/50-60Hz | 1200 mA | CASAMBI TW | N/A | 90+ | < 3 | L80B20 50.000h | 2330lm | 47lm/W | 134lm/W | N/A | G | N/A | 160° | IP 20 | d600 mm | N/A | 80 mm | d600x80 mm | 2500 mm | N/A | 655x650x155 mm | 2 | 1 | N/A | N/A | 0.065991 | 3.8 | 4.7
SATURN 60 P-Z, B | SATURN |  |  | 50W | 3000K-4000K | 3270753ZBTW | 8585054419500 | LED2 3270753ZBTW SATURN 60 P-Z, B 50W ZIGBEE TW 3000K-4000K | 14386.9 | 11890 | 7.5 | BLACK | 9017 | ALUMINIUM/PMMA | OPAL | 220-240V/50-60Hz | 1200 mA | ZIGBEE TW | N/A | 90+ | < 3 | L80B20 50.000h | 2330lm | 47lm/W | 134lm/W | N/A | G | N/A | 160° | IP 20 | d600 mm | N/A | 80 mm | d600x80 mm | 2500 mm | N/A | 655x650x155 mm | 2 | 1 | N/A | N/A | 0.065991 | 3.8 | 4.7
SATURN 80 P-Z, W | SATURN |  |  | 80W | 3000K | 3270831 | 8585054402113 | LED2 3270831 SATURN 80 P-Z, W 80W 3000K | 12000.78 | 9918 | 7.5 | WHITE | 9003 | ALUMINIUM/PMMA | OPAL | 220-240V/50-60Hz | 2x 1050 mA | ON/OFF | N/A | 90+ | < 3 | L80B20 50.000h | 4200lm | 53lm/W | 139lm/W | N/A | G | N/A | 160° | IP 20 | d800 mm | N/A | 80 mm | d800x80 mm | 1200 mm | N/A | 875x860x150 mm | 2 | 1 | N/A | N/A | 0.11288 | 5.7 | 7.2
SATURN 80 P-Z, W | SATURN |  |  | 80W | 3000K | 3270831D | 8585054404780 | LED2 3270831D SATURN 80 P-Z, W DALI/PUSH DIM 80W 3000K | 14807.98 | 12238 | 7.5 | WHITE | 9003 | ALUMINIUM/PMMA | OPAL | 220-240V/50-60Hz | 2x 1050 mA | DALI/PUSH | N/A | 90+ | < 3 | L80B20 50.000h | 4200lm | 53lm/W | 139lm/W | N/A | G | N/A | 160° | IP 20 | d800 mm | N/A | 80 mm | d800x80 mm | 1200 mm | N/A | 875x860x150 mm | 2 | 1 | N/A | N/A | 0.11288 | 5.7 | 7.2
SATURN 80 P-Z, W | SATURN |  |  | 80W | 3000K | 3270831DT | 8585054411825 | LED2 3270831DT SATURN 80 P-Z, W TRIAC DIM 80W 3000K | 14807.98 | 12238 | 7.5 | WHITE | 9003 | ALUMINIUM/PMMA | OPAL | 220-240V/50-60Hz | 2x 1050 mA | TRIAC | N/A | 90+ | < 3 | L80B20 50.000h | 4200lm | 53lm/W | 139lm/W | N/A | G | N/A | 160° | IP 20 | d800 mm | N/A | 80 mm | d800x80 mm | 1200 mm | N/A | 875x860x150 mm | 2 | 1 | N/A | N/A | 0.11288 | 5.7 | 7.2
SATURN 80 P-Z, W | SATURN |  |  | 80W | 4000K | 3270841 | 8585054402120 | LED2 3270841 SATURN 80 P-Z, W 80W 4000K | 12000.78 | 9918 | 7.5 | WHITE | 9003 | ALUMINIUM/PMMA | OPAL | 220-240V/50-60Hz | 2x 1050 mA | ON/OFF | N/A | 90+ | < 3 | L80B20 50.000h | 4200lm | 53lm/W | 139lm/W | N/A | G | N/A | 160° | IP 20 | d800 mm | N/A | 80 mm | d800x80 mm | 1200 mm | N/A | 875x860x150 mm | 2 | 1 | N/A | N/A | 0.11288 | 5.7 | 7.2
SATURN 80 P-Z, W | SATURN |  |  | 80W | 4000K | 3270841D | 8585054404797 | LED2 3270841D SATURN 80 P-Z, W DALI/PUSH DIM 80W 4000K | 14807.98 | 12238 | 7.5 | WHITE | 9003 | ALUMINIUM/PMMA | OPAL | 220-240V/50-60Hz | 2x 1050 mA | DALI/PUSH | N/A | 90+ | < 3 | L80B20 50.000h | 4200lm | 53lm/W | 139lm/W | N/A | G | N/A | 160° | IP 20 | d800 mm | N/A | 80 mm | d800x80 mm | 1200 mm | N/A | 875x860x150 mm | 2 | 1 | N/A | N/A | 0.11288 | 5.7 | 7.2
SATURN 80 P-Z, W | SATURN |  |  | 80W | 4000K | 3270841DT | 8585054411832 | LED2 3270841DT SATURN 80 P-Z, W TRIAC DIM 80W 4000K | 14807.98 | 12238 | 7.5 | WHITE | 9003 | ALUMINIUM/PMMA | OPAL | 220-240V/50-60Hz | 2x 1050 mA | TRIAC | N/A | 90+ | < 3 | L80B20 50.000h | 4200lm | 53lm/W | 139lm/W | N/A | G | N/A | 160° | IP 20 | d800 mm | N/A | 80 mm | d800x80 mm | 1200 mm | N/A | 875x860x150 mm | 2 | 1 | N/A | N/A | 0.11288 | 5.7 | 7.2
SATURN 80 P-Z, B | SATURN |  |  | 80W | 3000K/4000K | 3270853 | 8585054403752 | LED2 3270853 SATURN 80 P-Z, B 80W 2CCT 3000K/4000K | 16422.12 | 13572 | 7.5 | BLACK | 9017 | ALUMINIUM/PMMA | OPAL | 220-240V/50-60Hz | 2x 1050 mA | ON/OFF | N/A | 90+ | < 3 | L80B20 50.000h | 4400lm | 55lm/W | 139lm/W | N/A | G | N/A | 160° | IP 20 | d800 mm | N/A | 80 mm | d800x80 mm | 2500 mm | N/A | 875x860x150 mm | 2 | 1 | N/A | N/A | 0.11288 | 5.7 | 7.2
SATURN 80 P-Z, B | SATURN |  |  | 80W | 3000K/4000K | 3270853D | 8585054404827 | LED2 3270853D SATURN 80 P-Z, B DALI/PUSH DIM 80W 2CCT 3000K/4000K | 19720.58 | 16298 | 7.5 | BLACK | 9017 | ALUMINIUM/PMMA | OPAL | 220-240V/50-60Hz | 2x 1050 mA | DALI/PUSH | N/A | 90+ | < 3 | L80B20 50.000h | 4400lm | 55lm/W | 139lm/W | N/A | G | N/A | 160° | IP 20 | d800 mm | N/A | 80 mm | d800x80 mm | 2500 mm | N/A | 875x860x150 mm | 2 | 1 | N/A | N/A | 0.11288 | 5.7 | 7.2
SATURN 80 P-Z, B | SATURN |  |  | 80W | 3000K/4000K | 3270853DT | 8585054411863 | LED2 3270853DT SATURN 80 P-Z, B TRIAC DIM 80W 2CCT 3000K/4000K | 16913.38 | 13978 | 7.5 | BLACK | 9017 | ALUMINIUM/PMMA | OPAL | 220-240V/50-60Hz | 2x 1050 mA | TRIAC | N/A | 90+ | < 3 | L80B20 50.000h | 4400lm | 55lm/W | 139lm/W | N/A | G | N/A | 160° | IP 20 | d800 mm | N/A | 80 mm | d800x80 mm | 2500 mm | N/A | 875x860x150 mm | 2 | 1 | N/A | N/A | 0.11288 | 5.7 | 7.2
SATURN 80 P-Z, B | SATURN |  |  | 80W | 3000K-4000K | 3270853DTW | 8585054419548 | LED2 3270853DTW SATURN 80 P-Z, B 80W DALI TW 3000K-4000K | 20001.3 | 16530 | 7.5 | BLACK | 9017 | ALUMINIUM/PMMA | OPAL | 220-240V/50-60Hz | 2x 1050 mA | DALI TW | N/A | 90+ | < 3 | L80B20 50.000h | 4400lm | 55lm/W | 139lm/W | N/A | G | N/A | 160° | IP 20 | d800 mm | N/A | 80 mm | d800x80 mm | 2500 mm | N/A | 875x860x150 mm | 2 | 1 | N/A | N/A | 0.11288 | 5.7 | 7.2
SATURN 80 P-Z, B | SATURN |  |  | 80W | 3000K-4000K | 3270853CSTW | 8585054419555 | LED2 3270853CSTW SATURN 80 P-Z, B 80W CASAMBI TW 3000K-4000K | 25475.34 | 21054 | 7.5 | BLACK | 9017 | ALUMINIUM/PMMA | OPAL | 220-240V/50-60Hz | 2x 1050 mA | CASAMBI TW | N/A | 90+ | < 3 | L80B20 50.000h | 4400lm | 55lm/W | 139lm/W | N/A | G | N/A | 160° | IP 20 | d800 mm | N/A | 80 mm | d800x80 mm | 2500 mm | N/A | 875x860x150 mm | 2 | 1 | N/A | N/A | 0.11288 | 5.7 | 7.2
SATURN 80 P-Z, B | SATURN |  |  | 80W | 3000K-4000K | 3270853ZBTW | 8585054419562 | LED2 3270853ZBTW SATURN 80 P-Z, B 80W ZIGBEE TW 3000K-4000K | 22983.95 | 18995 | 7.5 | BLACK | 9017 | ALUMINIUM/PMMA | OPAL | 220-240V/50-60Hz | 2x 1050 mA | ZIGBEE TW | N/A | 90+ | < 3 | L80B20 50.000h | 4400lm | 55lm/W | 139lm/W | N/A | G | N/A | 160° | IP 20 | d800 mm | N/A | 80 mm | d800x80 mm | 2500 mm | N/A | 875x860x150 mm | 2 | 1 | N/A | N/A | 0.11288 | 5.7 | 7.2
SATURN SLIM 60 P-Z, W | SATURN SLIM |  |  | 50W | 3000K/4000K | 3273851D | 8585054414246 | LED2 3273851D SATURN SLIM 60 P-Z, W DALI/PUSH DIM 50W 2CCT 3000K/4000K | 11439.34 | 9454 | 7.5 | WHITE | 9003 | ALUMINIUM/PMMA | OPAL | 220-240V/50-60Hz | 1300 mA | DALI/PUSH | N/A | 90+ | < 3 | L80B20 50.000h | 3700lm | 74lm/W | 141lm/W | N/A | G | N/A | 160° | IP 20 | d600 mm | N/A | 80 mm | d600x80 mm | 2500 mm | N/A | 640x640x130 mm | 2 | 1 | N/A | N/A | 0.053248 | 3.6 | 5.3
SATURN SLIM 60 P-Z, W | SATURN SLIM |  |  | 50W | 3000K/4000K | 3273851DT | 8585054414239 | LED2 3273851DT SATURN SLIM 60 P-Z, W TRIAC DIM 50W 2CCT 3000K/4000K | 9474.3 | 7830 | 7.5 | WHITE | 9003 | ALUMINIUM/PMMA | OPAL | 220-240V/50-60Hz | 1300 mA | TRIAC | N/A | 90+ | < 3 | L80B20 50.000h | 3700lm | 74lm/W | 141lm/W | N/A | G | N/A | 160° | IP 20 | d600 mm | N/A | 80 mm | d600x80 mm | 2500 mm | N/A | 640x640x130 mm | 2 | 1 | N/A | N/A | 0.053248 | 3.6 | 5.3
SATURN SLIM 60 P-Z, W | SATURN SLIM |  |  | 50W | 3000K-4000K | 3273851DTW | 8585054429325 | LED2 3273851DTW SATURN SLIM 60 P-Z, W 50W DALI TW 3000K-4000K | 11088.44 | 9164 | 7.5 | WHITE | 9003 | ALUMINIUM/PMMA | OPAL | 220-240V/50-60Hz | 1300 mA | DALI TW/PUSH TW | N/A | 90+ | < 3 | L80B20 50.000h | 3700lm | 74lm/W | 141lm/W | N/A | G | N/A | 160° | IP 20 | d600 mm | N/A | 80 mm | d600x80 mm | 2500 mm | N/A | 640x640x130 mm | 2 | 1 | N/A | N/A | 0.053248 | 3.6 | 5.3
SATURN SLIM 60 P-Z, W | SATURN SLIM |  |  | 50W | 3000K-4000K | 3273851CSTW | 8585054429332 | LED2 3273851CSTW SATURN SLIM 60 P-Z, W 50W CASAMBI TW 3000K-4000K | 16562.48 | 13688 | 7.5 | WHITE | 9003 | ALUMINIUM/PMMA | OPAL | 220-240V/50-60Hz | 1300 mA | CASAMBI TW | N/A | 90+ | < 3 | L80B20 50.000h | 3700lm | 74lm/W | 141lm/W | N/A | G | N/A | 160° | IP 20 | d600 mm | N/A | 80 mm | d600x80 mm | 2500 mm | N/A | 640x640x130 mm | 2 | 1 | N/A | N/A | 0.053248 | 3.6 | 5.3
SATURN SLIM 60 P-Z, W | SATURN SLIM |  |  | 50W | 3000K-4000K | 3273851ZBTW | 8585054429349 | LED2 3273851ZBTW SATURN SLIM 60 P-Z, W 50W ZIGBEE TW 3000K-4000K | 11755.15 | 9715 | 7.5 | WHITE | 9003 | ALUMINIUM/PMMA | OPAL | 220-240V/50-60Hz | 1300 mA | ZIGBEE TW | N/A | 90+ | < 3 | L80B20 50.000h | 3700lm | 74lm/W | 141lm/W | N/A | G | N/A | 160° | IP 20 | d600 mm | N/A | 80 mm | d600x80 mm | 2500 mm | N/A | 640x640x130 mm | 2 | 1 | N/A | N/A | 0.053248 | 3.6 | 5.3
SATURN SLIM 60 P-Z, B | SATURN SLIM |  |  | 50W | 3000K/4000K | 3273853D | 8585054414260 | LED2 3273853D SATURN SLIM 60 P-Z, B DALI/PUSH DIM 50W 2CCT 3000K/4000K | 11439.34 | 9454 | 7.5 | BLACK | 9017 | ALUMINIUM/PMMA | OPAL | 220-240V/50-60Hz | 1300 mA | DALI/PUSH | N/A | 90+ | < 3 | L80B20 50.000h | 3700lm | 74lm/W | 141lm/W | N/A | G | N/A | 160° | IP 20 | d600 mm | N/A | 80 mm | d600x80 mm | 2500 mm | N/A | 640x640x130 mm | 2 | 1 | N/A | N/A | 0.053248 | 3.6 | 5.3
SATURN SLIM 60 P-Z, B | SATURN SLIM |  |  | 50W | 3000K/4000K | 3273853DT | 8585054414253 | LED2 3273853DT SATURN SLIM 60 P-Z, B TRIAC DIM 50W 2CCT 3000K/4000K | 9474.3 | 7830 | 7.5 | BLACK | 9017 | ALUMINIUM/PMMA | OPAL | 220-240V/50-60Hz | 1300 mA | TRIAC | N/A | 90+ | < 3 | L80B20 50.000h | 3700lm | 74lm/W | 141lm/W | N/A | G | N/A | 160° | IP 20 | d600 mm | N/A | 80 mm | d600x80 mm | 2500 mm | N/A | 640x640x130 mm | 2 | 1 | N/A | N/A | 0.053248 | 3.6 | 5.3
SATURN SLIM 60 P-Z, B | SATURN SLIM |  |  | 50W | 3000K-4000K | 3273853DTW | 8585054429356 | LED2 3273853DTW SATURN SLIM 60 P-Z, B 50W DALI TW 3000K-4000K | 11088.44 | 9164 | 7.5 | BLACK | 9017 | ALUMINIUM/PMMA | OPAL | 220-240V/50-60Hz | 1300 mA | DALI TW/PUSH TW | N/A | 90+ | < 3 | L80B20 50.000h | 3700lm | 74lm/W | 141lm/W | N/A | G | N/A | 160° | IP 20 | d600 mm | N/A | 80 mm | d600x80 mm | 2500 mm | N/A | 640x640x130 mm | 2 | 1 | N/A | N/A | 0.053248 | 3.6 | 5.3
SATURN SLIM 60 P-Z, B | SATURN SLIM |  |  | 50W | 3000K-4000K | 3273853CSTW | 8585054429363 | LED2 3273853CSTW SATURN SLIM 60 P-Z, B 50W CASAMBI TW 3000K-4000K | 16562.48 | 13688 | 7.5 | BLACK | 9017 | ALUMINIUM/PMMA | OPAL | 220-240V/50-60Hz | 1300 mA | CASAMBI TW | N/A | 90+ | < 3 | L80B20 50.000h | 3700lm | 74lm/W | 141lm/W | N/A | G | N/A | 160° | IP 20 | d600 mm | N/A | 80 mm | d600x80 mm | 2500 mm | N/A | 640x640x130 mm | 2 | 1 | N/A | N/A | 0.053248 | 3.6 | 5.3
SATURN SLIM 60 P-Z, B | SATURN SLIM |  |  | 50W | 3000K-4000K | 3273853ZBTW | 8585054429370 | LED2 3273853ZBTW SATURN SLIM 60 P-Z, B 50W ZIGBEE TW 3000K-4000K | 11755.15 | 9715 | 7.5 | BLACK | 9017 | ALUMINIUM/PMMA | OPAL | 220-240V/50-60Hz | 1300 mA | ZIGBEE TW | N/A | 90+ | < 3 | L80B20 50.000h | 3700lm | 74lm/W | 141lm/W | N/A | G | N/A | 160° | IP 20 | d600 mm | N/A | 80 mm | d600x80 mm | 2500 mm | N/A | 640x640x130 mm | 2 | 1 | N/A | N/A | 0.053248 | 3.6 | 5.3
SATURN SLIM 80 P-Z, W | SATURN SLIM |  |  | 60W | 3000K/4000K | 3273951D | 8585054414284 | LED2 3273951D SATURN SLIM 80 P-Z, W DALI/PUSH DIM 60W 2CCT 3000K/4000K | 14597.44 | 12064 | 7.5 | WHITE | 9003 | ALUMINIUM/PMMA | OPAL | 220-240V/50-60Hz | 1500 mA | DALI/PUSH | N/A | 90+ | < 3 | L80B20 50.000h | 4700lm | 78lm/W | 136lm/W | N/A | G | N/A | 160° | IP 20 | d800 mm | N/A | 80 mm | d800x80 mm | 2500 mm | N/A | 840x840x130 mm | 2 | 1 | N/A | N/A | 0.091728 | 4.9 | 7.1
SATURN SLIM 80 P-Z, W | SATURN SLIM |  |  | 60W | 3000K/4000K | 3273951DT | 8585054414277 | LED2 3273951DT SATURN SLIM 80 P-Z, W TRIAC DIM 60W 2CCT 3000K/4000K | 12632.4 | 10440 | 7.5 | WHITE | 9003 | ALUMINIUM/PMMA | OPAL | 220-240V/50-60Hz | 2x 750 mA | TRIAC | N/A | 90+ | < 3 | L80B20 50.000h | 4700lm | 78lm/W | 136lm/W | N/A | G | N/A | 160° | IP 20 | d800 mm | N/A | 80 mm | d800x80 mm | 2500 mm | N/A | 840x840x130 mm | 2 | 1 | N/A | N/A | 0.091728 | 4.9 | 7.1
SATURN SLIM 80 P-Z, W | SATURN SLIM |  |  | 60W | 3000K-4000K | 3273951DTW | 8585054429387 | LED2 3273951DTW SATURN SLIM 80 P-Z, W 60W DALI TW 3000K-4000K | 14737.8 | 12180 | 7.5 | WHITE | 9003 | ALUMINIUM/PMMA | OPAL | 220-240V/50-60Hz | 1500 mA | DALI TW/PUSH TW | N/A | 90+ | < 3 | L80B20 50.000h | 4700lm | 78lm/W | 136lm/W | N/A | G | N/A | 160° | IP 20 | d800 mm | N/A | 80 mm | d800x80 mm | 2500 mm | N/A | 840x840x130 mm | 2 | 1 | N/A | N/A | 0.091728 | 4.9 | 7.1
SATURN SLIM 80 P-Z, W | SATURN SLIM |  |  | 60W | 3000K-4000K | 3273951CSTW | 8585054429394 | LED2 3273951CSTW SATURN SLIM 80 P-Z, W 60W CASAMBI TW 3000K-4000K | 20211.84 | 16704 | 7.5 | WHITE | 9003 | ALUMINIUM/PMMA | OPAL | 220-240V/50-60Hz | 1500 mA | CASAMBI TW | N/A | 90+ | < 3 | L80B20 50.000h | 4700lm | 78lm/W | 136lm/W | N/A | G | N/A | 160° | IP 20 | d800 mm | N/A | 80 mm | d800x80 mm | 2500 mm | N/A | 840x840x130 mm | 2 | 1 | N/A | N/A | 0.091728 | 4.9 | 7.1
SATURN SLIM 80 P-Z, W | SATURN SLIM |  |  | 60W | 3000K-4000K | 3273951ZBTW | 8585054429400 | LED2 3273951ZBTW SATURN SLIM 80 P-Z, W 60W ZIGBEE TW 3000K-4000K | 15369.42 | 12702 | 7.5 | WHITE | 9003 | ALUMINIUM/PMMA | OPAL | 220-240V/50-60Hz | 1500 mA | ZIGBEE TW | N/A | 90+ | < 3 | L80B20 50.000h | 4700lm | 78lm/W | 136lm/W | N/A | G | N/A | 160° | IP 20 | d800 mm | N/A | 80 mm | d800x80 mm | 2500 mm | N/A | 840x840x130 mm | 2 | 1 | N/A | N/A | 0.091728 | 4.9 | 7.1
SATURN SLIM 80 P-Z, B | SATURN SLIM |  |  | 60W | 3000K/4000K | 3273953D | 8585054414307 | LED2 3273953D SATURN SLIM 80 P-Z, B DALI/PUSH DIM 60W 2CCT 3000K/4000K | 14597.44 | 12064 | 7.5 | BLACK | 9017 | ALUMINIUM/PMMA | OPAL | 220-240V/50-60Hz | 1500 mA | DALI/PUSH | N/A | 90+ | < 3 | L80B20 50.000h | 4700lm | 78lm/W | 136lm/W | N/A | G | N/A | 160° | IP 20 | d800 mm | N/A | 80 mm | d800x80 mm | 2500 mm | N/A | 840x840x130 mm | 2 | 1 | N/A | N/A | 0.091728 | 4.9 | 7.1
SATURN SLIM 80 P-Z, B | SATURN SLIM |  |  | 60W | 3000K/4000K | 3273953DT | 8585054414291 | LED2 3273953DT SATURN SLIM 80 P-Z, B TRIAC DIM 60W 2CCT 3000K/4000K | 12632.4 | 10440 | 7.5 | BLACK | 9017 | ALUMINIUM/PMMA | OPAL | 220-240V/50-60Hz | 2x 750 mA | TRIAC | N/A | 90+ | < 3 | L80B20 50.000h | 4700lm | 78lm/W | 136lm/W | N/A | G | N/A | 160° | IP 20 | d800 mm | N/A | 80 mm | d800x80 mm | 2500 mm | N/A | 840x840x130 mm | 2 | 1 | N/A | N/A | 0.091728 | 4.9 | 7.1
SATURN SLIM 80 P-Z, B | SATURN SLIM |  |  | 60W | 3000K-4000K | 3273953DTW | 8585054429417 | LED2 3273953DTW SATURN SLIM 80 P-Z, B 60W DALI TW 3000K-4000K | 14737.8 | 12180 | 7.5 | BLACK | 9017 | ALUMINIUM/PMMA | OPAL | 220-240V/50-60Hz | 1500 mA | DALI TW/PUSH TW | N/A | 90+ | < 3 | L80B20 50.000h | 4700lm | 78lm/W | 136lm/W | N/A | G | N/A | 160° | IP 20 | d800 mm | N/A | 80 mm | d800x80 mm | 2500 mm | N/A | 840x840x130 mm | 2 | 1 | N/A | N/A | 0.091728 | 4.9 | 7.1
SATURN SLIM 80 P-Z, B | SATURN SLIM |  |  | 60W | 3000K-4000K | 3273953CSTW | 8585054429424 | LED2 3273953CSTW SATURN SLIM 80 P-Z, B 60W CASAMBI TW 3000K-4000K | 20211.84 | 16704 | 7.5 | BLACK | 9017 | ALUMINIUM/PMMA | OPAL | 220-240V/50-60Hz | 1500 mA | CASAMBI TW | N/A | 90+ | < 3 | L80B20 50.000h | 4700lm | 78lm/W | 136lm/W | N/A | G | N/A | 160° | IP 20 | d800 mm | N/A | 80 mm | d800x80 mm | 2500 mm | N/A | 840x840x130 mm | 2 | 1 | N/A | N/A | 0.091728 | 4.9 | 7.1
SATURN SLIM 80 P-Z, B | SATURN SLIM |  |  | 60W | 3000K-4000K | 3273953ZBTW | 8585054429431 | LED2 3273953ZBTW SATURN SLIM 80 P-Z, B 60W ZIGBEE TW 3000K-4000K | 15369.42 | 12702 | 7.5 | BLACK | 9017 | ALUMINIUM/PMMA | OPAL | 220-240V/50-60Hz | 1500 mA | ZIGBEE TW | N/A | 90+ | < 3 | L80B20 50.000h | 4700lm | 78lm/W | 136lm/W | N/A | G | N/A | 160° | IP 20 | d800 mm | N/A | 80 mm | d800x80 mm | 2500 mm | N/A | 840x840x130 mm | 2 | 1 | N/A | N/A | 0.091728 | 4.9 | 7.1
CIRO 60 P-Z, W | CIRO |  |  | 40W | 3000K/4000K | 3275151DT | 8585054425228 | LED2 3275151DT CIRO 60 P-Z, W TRIAC DIM 40W 3000K/4000K | 6947.82 | 5742 | 7.5 | WHITE | 9003 | ALUMINIUM/PMMA | OPAL | 220-240V/50-60Hz | 1050 mA | TRIAC | N/A | 90+ | < 3 | L80B20 50.000h | 2800lm | 70lm/W | 140lm/W | N/A | G | N/A | 160° | IP 20 | d600 mm | N/A | 40 mm | d600x40 mm | 2500 mm | N/A | 680x680x95 mm | 2 | 1 | N/A | N/A | 0.043928 | 2.7 | 3.6
CIRO 60 P-Z, W | CIRO |  |  | 40W | 3000K/4000K | 3275151D | 8585054425235 | LED2 3275151D CIRO 60 P-Z, W DALI/PUSH DIM 40W 3000K/4000K | 8456.69 | 6989 | 7.5 | WHITE | 9003 | ALUMINIUM/PMMA | OPAL | 220-240V/50-60Hz | 1050 mA | DALI/PUSH | N/A | 90+ | < 3 | L80B20 50.000h | 2800lm | 70lm/W | 140lm/W | N/A | G | N/A | 160° | IP 20 | d600 mm | N/A | 40 mm | d600x40 mm | 2500 mm | N/A | 680x680x95 mm | 2 | 1 | N/A | N/A | 0.043928 | 2.7 | 3.6
CIRO 60 P-Z, W | CIRO |  |  | 40W | 3000K-4000K | 3275151DTW | 8585054425242 | LED2 3275151DTW CIRO 60 P-Z, W DALI TW DIM 40W 3000K-4000K | 8561.96 | 7076 | 7.5 | WHITE | 9003 | ALUMINIUM/PMMA | OPAL | 220-240V/50-60Hz | 1000 mA | DALI TW/PUSH TW | N/A | 90+ | < 3 | L80B20 50.000h | 2800lm | 70lm/W | 140lm/W | N/A | G | N/A | 160° | IP 20 | d600 mm | N/A | 40 mm | d600x40 mm | 2500 mm | N/A | 680x680x95 mm | 2 | 1 | N/A | N/A | 0.043928 | 2.7 | 3.6
CIRO 60 P-Z, W | CIRO |  |  | 40W | 3000K-4000K | 3275151CSTW | 8585054425259 | LED2 3275151CSTW CIRO 60 P-Z, W CASAMBI TW 40W 3000K-4000K | 14036 | 11600 | 7.5 | WHITE | 9003 | ALUMINIUM/PMMA | OPAL | 220-240V/50-60Hz | 1000 mA | CASAMBI TW | N/A | 90+ | < 3 | L80B20 50.000h | 2800lm | 70lm/W | 140lm/W | N/A | G | N/A | 160° | IP 20 | d600 mm | N/A | 40 mm | d600x40 mm | 2500 mm | N/A | 680x680x95 mm | 2 | 1 | N/A | N/A | 0.043928 | 2.7 | 3.6
CIRO 60 P-Z, W | CIRO |  |  | 40W | 3000K-4000K | 3275151ZBTW | 8585054425266 | LED2 3275151ZBTW CIRO 60 P-Z, W ZIGBEE TW 40W 3000K-4000K | 9228.67 | 7627 | 7.5 | WHITE | 9003 | ALUMINIUM/PMMA | OPAL | 220-240V/50-60Hz | 1000 mA | ZIGBEE TW | N/A | 90+ | < 3 | L80B20 50.000h | 2800lm | 70lm/W | 140lm/W | N/A | G | N/A | 160° | IP 20 | d600 mm | N/A | 40 mm | d600x40 mm | 2500 mm | N/A | 680x680x95 mm | 2 | 1 | N/A | N/A | 0.043928 | 2.7 | 3.6
CIRO 60 P-Z, B | CIRO |  |  | 40W | 3000K/4000K | 3275153DT | 8585054425280 | LED2 3275153DT CIRO 60 P-Z, B TRIAC DIM 40W 3000K/4000K | 6947.82 | 5742 | 7.5 | BLACK | 9017 | ALUMINIUM/PMMA | OPAL | 220-240V/50-60Hz | 1050 mA | TRIAC | N/A | 90+ | < 3 | L80B20 50.000h | 2800lm | 70lm/W | 140lm/W | N/A | G | N/A | 160° | IP 20 | d600 mm | N/A | 40 mm | d600x40 mm | 2500 mm | N/A | 680x680x95 mm | 2 | 1 | N/A | N/A | 0.043928 | 2.7 | 3.6
CIRO 60 P-Z, B | CIRO |  |  | 40W | 3000K/4000K | 3275153D | 8585054425297 | LED2 3275153D CIRO 60 P-Z, B DALI/PUSH DIM 40W 3000K/4000K | 8456.69 | 6989 | 7.5 | BLACK | 9017 | ALUMINIUM/PMMA | OPAL | 220-240V/50-60Hz | 1050 mA | DALI/PUSH | N/A | 90+ | < 3 | L80B20 50.000h | 2800lm | 70lm/W | 140lm/W | N/A | G | N/A | 160° | IP 20 | d600 mm | N/A | 40 mm | d600x40 mm | 2500 mm | N/A | 680x680x95 mm | 2 | 1 | N/A | N/A | 0.043928 | 2.7 | 3.6
CIRO 60 P-Z, B | CIRO |  |  | 40W | 3000K-4000K | 3275153DTW | 8585054425303 | LED2 3275153DTW CIRO 60 P-Z, B DALI TW DIM 40W 3000K-4000K | 8561.96 | 7076 | 7.5 | BLACK | 9017 | ALUMINIUM/PMMA | OPAL | 220-240V/50-60Hz | 1000 mA | DALI TW/PUSH TW | N/A | 90+ | < 3 | L80B20 50.000h | 2800lm | 70lm/W | 140lm/W | N/A | G | N/A | 160° | IP 20 | d600 mm | N/A | 40 mm | d600x40 mm | 2500 mm | N/A | 680x680x95 mm | 2 | 1 | N/A | N/A | 0.043928 | 2.7 | 3.6
CIRO 60 P-Z, B | CIRO |  |  | 40W | 3000K-4000K | 3275153CSTW | 8585054425310 | LED2 3275153CSTW CIRO 60 P-Z, B CASAMBI TW 40W 3000K-4000K | 14036 | 11600 | 7.5 | BLACK | 9017 | ALUMINIUM/PMMA | OPAL | 220-240V/50-60Hz | 1000 mA | CASAMBI TW | N/A | 90+ | < 3 | L80B20 50.000h | 2800lm | 70lm/W | 140lm/W | N/A | G | N/A | 160° | IP 20 | d600 mm | N/A | 40 mm | d600x40 mm | 2500 mm | N/A | 680x680x95 mm | 2 | 1 | N/A | N/A | 0.043928 | 2.7 | 3.6
CIRO 60 P-Z, B | CIRO |  |  | 40W | 3000K-4000K | 3275153ZBTW | 8585054425327 | LED2 3275153ZBTW CIRO 60 P-Z, B ZIGBEE TW 40W 3000K-4000K | 9228.67 | 7627 | 7.5 | BLACK | 9017 | ALUMINIUM/PMMA | OPAL | 220-240V/50-60Hz | 1000 mA | ZIGBEE TW | N/A | 90+ | < 3 | L80B20 50.000h | 2800lm | 70lm/W | 140lm/W | N/A | G | N/A | 160° | IP 20 | d600 mm | N/A | 40 mm | d600x40 mm | 2500 mm | N/A | 680x680x95 mm | 2 | 1 | N/A | N/A | 0.043928 | 2.7 | 3.6
CIRO 60 P-Z, G | CIRO |  |  | 40W | 3000K/4000K | 3275157DT | 8585054425341 | LED2 3275157DT CIRO 60 P-Z, G TRIAC DIM 40W 3000K/4000K | 6947.82 | 5742 | 7.5 | GOLD | 1036 | ALUMINIUM/PMMA | OPAL | 220-240V/50-60Hz | 1050 mA | TRIAC | N/A | 90+ | < 3 | L80B20 50.000h | 2800lm | 70lm/W | 140lm/W | N/A | G | N/A | 160° | IP 20 | d600 mm | N/A | 40 mm | d600x40 mm | 2500 mm | N/A | 680x680x95 mm | 2 | 1 | N/A | N/A | 0.043928 | 2.7 | 3.6
CIRO 60 P-Z, G | CIRO |  |  | 40W | 3000K/4000K | 3275157D | 8585054425358 | LED2 3275157D CIRO 60 P-Z, G DALI DALI/PUSH 40W 3000K/4000K | 8456.69 | 6989 | 7.5 | GOLD | 1036 | ALUMINIUM/PMMA | OPAL | 220-240V/50-60Hz | 1050 mA | DALI/PUSH | N/A | 90+ | < 3 | L80B20 50.000h | 2800lm | 70lm/W | 140lm/W | N/A | G | N/A | 160° | IP 20 | d600 mm | N/A | 40 mm | d600x40 mm | 2500 mm | N/A | 680x680x95 mm | 2 | 1 | N/A | N/A | 0.043928 | 2.7 | 3.6
CIRO 60 P-Z, G | CIRO |  |  | 40W | 3000K-4000K | 3275157DTW | 8585054425365 | LED2 3275157DTW CIRO 60 P-Z, G DALI TW DIM 40W 3000K-4000K | 8561.96 | 7076 | 7.5 | GOLD | 1036 | ALUMINIUM/PMMA | OPAL | 220-240V/50-60Hz | 1000 mA | DALI TW/PUSH TW | N/A | 90+ | < 3 | L80B20 50.000h | 2800lm | 70lm/W | 140lm/W | N/A | G | N/A | 160° | IP 20 | d600 mm | N/A | 40 mm | d600x40 mm | 2500 mm | N/A | 680x680x95 mm | 2 | 1 | N/A | N/A | 0.043928 | 2.7 | 3.6
CIRO 60 P-Z, G | CIRO |  |  | 40W | 3000K-4000K | 3275157CSTW | 8585054425372 | LED2 3275157CSTW CIRO 60 P-Z, G CASAMBI TW 40W 3000K-4000K | 14036 | 11600 | 7.5 | GOLD | 1036 | ALUMINIUM/PMMA | OPAL | 220-240V/50-60Hz | 1000 mA | CASAMBI TW | N/A | 90+ | < 3 | L80B20 50.000h | 2800lm | 70lm/W | 140lm/W | N/A | G | N/A | 160° | IP 20 | d600 mm | N/A | 40 mm | d600x40 mm | 2500 mm | N/A | 680x680x95 mm | 2 | 1 | N/A | N/A | 0.043928 | 2.7 | 3.6
CIRO 60 P-Z, G | CIRO |  |  | 40W | 3000K-4000K | 3275157ZBTW | 8585054425389 | LED2 3275157ZBTW CIRO 60 P-Z, G ZIGBEE TW 40W 3000K-4000K | 9228.67 | 7627 | 7.5 | GOLD | 1036 | ALUMINIUM/PMMA | OPAL | 220-240V/50-60Hz | 1000 mA | ZIGBEE TW | N/A | 90+ | < 3 | L80B20 50.000h | 2800lm | 70lm/W | 140lm/W | N/A | G | N/A | 160° | IP 20 | d600 mm | N/A | 40 mm | d600x40 mm | 2500 mm | N/A | 680x680x95 mm | 2 | 1 | N/A | N/A | 0.043928 | 2.7 | 3.6
CIRO 80 P-Z, W | CIRO |  |  | 60W | 3000K/4000K | 3275251DT | 8585054425402 | LED2 3275251DT CIRO 80 P-Z, W TRIAC DIM 60W 3000K/4000K | 9474.3 | 7830 | 7.5 | WHITE | 9003 | ALUMINIUM/PMMA | OPAL | 220-240V/50-60Hz | 2x 750 mA | TRIAC | N/A | 90+ | < 3 | L80B20 50.000h | 4200lm | 70lm/W | 140lm/W | N/A | G | N/A | 160° | IP 20 | d800 mm | N/A | 40 mm | d800x40 mm | 2500 mm | N/A | 870x870x95 mm | 2 | 1 | N/A | N/A | 0.071906 | 3.6 | 4.8
CIRO 80 P-Z, W | CIRO |  |  | 60W | 3000K/4000K | 3275251D | 8585054425419 | LED2 3275251D CIRO 80 P-Z, W DALI/PUSH DIM 60W 3000K/4000K | 11228.8 | 9280 | 7.5 | WHITE | 9003 | ALUMINIUM/PMMA | OPAL | 220-240V/50-60Hz | 1500 mA | DALI/PUSH | N/A | 90+ | < 3 | L80B20 50.000h | 4200lm | 70lm/W | 140lm/W | N/A | G | N/A | 160° | IP 20 | d800 mm | N/A | 40 mm | d800x40 mm | 2500 mm | N/A | 870x870x95 mm | 2 | 1 | N/A | N/A | 0.071906 | 3.6 | 4.8
CIRO 80 P-Z, W | CIRO |  |  | 60W | 3000K-4000K | 3275251DTW | 8585054425426 | LED2 3275251DTW CIRO 80 P-Z, W DALI TW DIM 60W 3000K-4000K | 11579.7 | 9570 | 7.5 | WHITE | 9003 | ALUMINIUM/PMMA | OPAL | 220-240V/50-60Hz | 1400 mA | DALI TW/PUSH TW | N/A | 90+ | < 3 | L80B20 50.000h | 4200lm | 70lm/W | 140lm/W | N/A | G | N/A | 160° | IP 20 | d800 mm | N/A | 40 mm | d800x40 mm | 2500 mm | N/A | 870x870x95 mm | 2 | 1 | N/A | N/A | 0.071906 | 3.6 | 4.8
CIRO 80 P-Z, W | CIRO |  |  | 60W | 3000K-4000K | 3275251CSTW | 8585054425433 | LED2 3275251CSTW CIRO 80 P-Z, W CASAMBI TW 60W 3000K-4000K | 17053.74 | 14094 | 7.5 | WHITE | 9003 | ALUMINIUM/PMMA | OPAL | 220-240V/50-60Hz | 1400 mA | CASAMBI TW | N/A | 90+ | < 3 | L80B20 50.000h | 4200lm | 70lm/W | 140lm/W | N/A | G | N/A | 160° | IP 20 | d800 mm | N/A | 40 mm | d800x40 mm | 2500 mm | N/A | 870x870x95 mm | 2 | 1 | N/A | N/A | 0.071906 | 3.6 | 4.8
CIRO 80 P-Z, W | CIRO |  |  | 60W | 3000K-4000K | 3275251ZBTW | 8585054425440 | LED2 3275251ZBTW CIRO 80 P-Z, W ZIGBEE TW 60W 3000K-4000K | 12211.32 | 10092 | 7.5 | WHITE | 9003 | ALUMINIUM/PMMA | OPAL | 220-240V/50-60Hz | 1400 mA | ZIGBEE TW | N/A | 90+ | < 3 | L80B20 50.000h | 4200lm | 70lm/W | 140lm/W | N/A | G | N/A | 160° | IP 20 | d800 mm | N/A | 40 mm | d800x40 mm | 2500 mm | N/A | 870x870x95 mm | 2 | 1 | N/A | N/A | 0.071906 | 3.6 | 4.8
CIRO 80 P-Z, B | CIRO |  |  | 60W | 3000K/4000K | 3275253DT | 8585054425464 | LED2 3275253DT CIRO 80 P-Z, B TRIAC DIM 60W 3000K/4000K | 9474.3 | 7830 | 7.5 | BLACK | 9017 | ALUMINIUM/PMMA | OPAL | 220-240V/50-60Hz | 2x 750 mA | TRIAC | N/A | 90+ | < 3 | L80B20 50.000h | 4200lm | 70lm/W | 140lm/W | N/A | G | N/A | 160° | IP 20 | d800 mm | N/A | 40 mm | d800x40 mm | 2500 mm | N/A | 870x870x95 mm | 2 | 1 | N/A | N/A | 0.071906 | 3.6 | 4.8
CIRO 80 P-Z, B | CIRO |  |  | 60W | 3000K/4000K | 3275253D | 8585054425471 | LED2 3275253D CIRO 80 P-Z, B DALI/PUSH DIM 60W 3000K/4000K | 11228.8 | 9280 | 7.5 | BLACK | 9017 | ALUMINIUM/PMMA | OPAL | 220-240V/50-60Hz | 1500 mA | DALI/PUSH | N/A | 90+ | < 3 | L80B20 50.000h | 4200lm | 70lm/W | 140lm/W | N/A | G | N/A | 160° | IP 20 | d800 mm | N/A | 40 mm | d800x40 mm | 2500 mm | N/A | 870x870x95 mm | 2 | 1 | N/A | N/A | 0.071906 | 3.6 | 4.8
CIRO 80 P-Z, B | CIRO |  |  | 60W | 3000K-4000K | 3275253DTW | 8585054425488 | LED2 3275253DTW CIRO 80 P-Z, B DALI TW DIM 60W 3000K-4000K | 11579.7 | 9570 | 7.5 | BLACK | 9017 | ALUMINIUM/PMMA | OPAL | 220-240V/50-60Hz | 1400 mA | DALI TW/PUSH TW | N/A | 90+ | < 3 | L80B20 50.000h | 4200lm | 70lm/W | 140lm/W | N/A | G | N/A | 160° | IP 20 | d800 mm | N/A | 40 mm | d800x40 mm | 2500 mm | N/A | 870x870x95 mm | 2 | 1 | N/A | N/A | 0.071906 | 3.6 | 4.8
CIRO 80 P-Z, B | CIRO |  |  | 60W | 3000K-4000K | 3275253CSTW | 8585054425495 | LED2 3275253CSTW CIRO 80 P-Z, B CASAMBI TW 60W 3000K-4000K | 17053.74 | 14094 | 7.5 | BLACK | 9017 | ALUMINIUM/PMMA | OPAL | 220-240V/50-60Hz | 1400 mA | CASAMBI TW | N/A | 90+ | < 3 | L80B20 50.000h | 4200lm | 70lm/W | 140lm/W | N/A | G | N/A | 160° | IP 20 | d800 mm | N/A | 40 mm | d800x40 mm | 2500 mm | N/A | 870x870x95 mm | 2 | 1 | N/A | N/A | 0.071906 | 3.6 | 4.8
CIRO 80 P-Z, B | CIRO |  |  | 60W | 3000K-4000K | 3275253ZBTW | 8585054425501 | LED2 3275253ZBTW CIRO 80 P-Z, B ZIGBEE TW 60W 3000K-4000K | 12211.32 | 10092 | 7.5 | BLACK | 9017 | ALUMINIUM/PMMA | OPAL | 220-240V/50-60Hz | 1400 mA | ZIGBEE TW | N/A | 90+ | < 3 | L80B20 50.000h | 4200lm | 70lm/W | 140lm/W | N/A | G | N/A | 160° | IP 20 | d800 mm | N/A | 40 mm | d800x40 mm | 2500 mm | N/A | 870x870x95 mm | 2 | 1 | N/A | N/A | 0.071906 | 3.6 | 4.8
CIRO 80 P-Z, G | CIRO |  |  | 60W | 3000K/4000K | 3275257DT | 8585054425525 | LED2 3275257DT CIRO 80 P-Z, G TRIAC DIM 60W 3000K/4000K | 9474.3 | 7830 | 7.5 | GOLD | 1036 | ALUMINIUM/PMMA | OPAL | 220-240V/50-60Hz | 2x 750 mA | TRIAC | N/A | 90+ | < 3 | L80B20 50.000h | 4200lm | 70lm/W | 140lm/W | N/A | G | N/A | 160° | IP 20 | d800 mm | N/A | 40 mm | d800x40 mm | 2500 mm | N/A | 870x870x95 mm | 2 | 1 | N/A | N/A | 0.071906 | 3.6 | 4.8
CIRO 80 P-Z, G | CIRO |  |  | 60W | 3000K/4000K | 3275257D | 8585054425532 | LED2 3275257D CIRO 80 P-Z, G DALI/PUSH DIM 60W 3000K/4000K | 11228.8 | 9280 | 7.5 | GOLD | 1036 | ALUMINIUM/PMMA | OPAL | 220-240V/50-60Hz | 1500 mA | DALI/PUSH | N/A | 90+ | < 3 | L80B20 50.000h | 4200lm | 70lm/W | 140lm/W | N/A | G | N/A | 160° | IP 20 | d800 mm | N/A | 40 mm | d800x40 mm | 2500 mm | N/A | 870x870x95 mm | 2 | 1 | N/A | N/A | 0.071906 | 3.6 | 4.8
CIRO 80 P-Z, G | CIRO |  |  | 60W | 3000K-4000K | 3275257DTW | 8585054425549 | LED2 3275257DTW CIRO 80 P-Z, G DALI TW DIM 60W 3000K-4000K | 11579.7 | 9570 | 7.5 | GOLD | 1036 | ALUMINIUM/PMMA | OPAL | 220-240V/50-60Hz | 1400 mA | DALI TW/PUSH TW | N/A | 90+ | < 3 | L80B20 50.000h | 4200lm | 70lm/W | 140lm/W | N/A | G | N/A | 160° | IP 20 | d800 mm | N/A | 40 mm | d800x40 mm | 2500 mm | N/A | 870x870x95 mm | 2 | 1 | N/A | N/A | 0.071906 | 3.6 | 4.8
CIRO 80 P-Z, G | CIRO |  |  | 60W | 3000K-4000K | 3275257CSTW | 8585054425556 | LED2 3275257CSTW CIRO 80 P-Z, G CASAMBI TW 60W 3000K-4000K | 17053.74 | 14094 | 7.5 | GOLD | 1036 | ALUMINIUM/PMMA | OPAL | 220-240V/50-60Hz | 1400 mA | CASAMBI TW | N/A | 90+ | < 3 | L80B20 50.000h | 4200lm | 70lm/W | 140lm/W | N/A | G | N/A | 160° | IP 20 | d800 mm | N/A | 40 mm | d800x40 mm | 2500 mm | N/A | 870x870x95 mm | 2 | 1 | N/A | N/A | 0.071906 | 3.6 | 4.8
CIRO 80 P-Z, G | CIRO |  |  | 60W | 3000K-4000K | 3275257ZBTW | 8585054425563 | LED2 3275257ZBTW CIRO 80 P-Z, G ZIGBEE TW 60W 3000K-4000K | 12211.32 | 10092 | 7.5 | GOLD | 1036 | ALUMINIUM/PMMA | OPAL | 220-240V/50-60Hz | 1400 mA | ZIGBEE TW | N/A | 90+ | < 3 | L80B20 50.000h | 4200lm | 70lm/W | 140lm/W | N/A | G | N/A | 160° | IP 20 | d800 mm | N/A | 40 mm | d800x40 mm | 2500 mm | N/A | 870x870x95 mm | 2 | 1 | N/A | N/A | 0.071906 | 3.6 | 4.8
CIRO SET 2 P-Z, W | CIRO |  |  | 100W | 3000K/4000K | 3275351DT | 8585054425587 | LED2 3275351DT CIRO SET 2 P-Z, W TRIAC DIM 100W 3000K/4000K | 16492.3 | 13630 | 7.5 | WHITE | 9003 | ALUMINIUM/PMMA | OPAL | 220-240V/50-60Hz | 2x 1200 mA | TRIAC | N/A | 90+ | < 3 | L80B20 50.000h | 7000lm | 70lm/W | 140lm/W | N/A | G | N/A | 160° | IP 20 | d600+d800 mm | N/A | 40 mm | d600+d800x40 mm | 2500 mm | N/A | 870x870x95 mm | 2 | 1 | N/A | N/A | 0.071906 | 5.8 | 7.2
CIRO SET 2 P-Z, W | CIRO |  |  | 100W | 3000K/4000K | 3275351D | 8585054425594 | LED2 3275351D CIRO SET 2 P-Z, W DALI/PUSH DIM 100W 3000K/4000K | 20422.38 | 16878 | 7.5 | WHITE | 9003 | ALUMINIUM/PMMA | OPAL | 220-240V/50-60Hz | 2x 1200 mA | DALI/PUSH | N/A | 90+ | < 3 | L80B20 50.000h | 7000lm | 70lm/W | 140lm/W | N/A | G | N/A | 160° | IP 20 | d600+d800 mm | N/A | 40 mm | d600+d800x40 mm | 2500 mm | N/A | 870x870x95 mm | 2 | 1 | N/A | N/A | 0.071906 | 5.8 | 7.2
CIRO SET 2 P-Z, W | CIRO |  |  | 100W | 3000K-4000K | 3275351DTW | 8585054425600 | LED2 3275351DTW CIRO SET 2 P-Z, W DALI TW DIM 100W 3000K-4000K | 19720.58 | 16298 | 7.5 | WHITE | 9003 | ALUMINIUM/PMMA | OPAL | 220-240V/50-60Hz | 2x 1200 mA | DALI TW/PUSH TW | N/A | 90+ | < 3 | L80B20 50.000h | 7000lm | 70lm/W | 140lm/W | N/A | G | N/A | 160° | IP 20 | d600+d800 mm | N/A | 40 mm | d600+d800x40 mm | 2500 mm | N/A | 870x870x95 mm | 2 | 1 | N/A | N/A | 0.071906 | 5.8 | 7.2
CIRO SET 2 P-Z, W | CIRO |  |  | 100W | 3000K-4000K | 3275351CSTW | 8585054425617 | LED2 3275351CSTW CIRO SET 2 P-Z, W CASAMBI TW 100W 3000K-4000K | 25194.62 | 20822 | 7.5 | WHITE | 9003 | ALUMINIUM/PMMA | OPAL | 220-240V/50-60Hz | 2x 1200 mA | CASAMBI TW | N/A | 90+ | < 3 | L80B20 50.000h | 7000lm | 70lm/W | 140lm/W | N/A | G | N/A | 160° | IP 20 | d600+d800 mm | N/A | 40 mm | d600+d800x40 mm | 2500 mm | N/A | 870x870x95 mm | 2 | 1 | N/A | N/A | 0.071906 | 5.8 | 7.2
CIRO SET 2 P-Z, W | CIRO |  |  | 100W | 3000K-4000K | 3275351ZBTW | 8585054425624 | LED2 3275351ZBTW CIRO SET 2 P-Z, W ZIGBEE TW 100W 3000K-4000K | 22703.23 | 18763 | 7.5 | WHITE | 9003 | ALUMINIUM/PMMA | OPAL | 220-240V/50-60Hz | 2x 1200 mA | ZIGBEE TW | N/A | 90+ | < 3 | L80B20 50.000h | 7000lm | 70lm/W | 140lm/W | N/A | G | N/A | 160° | IP 20 | d600+d800 mm | N/A | 40 mm | d600+d800x40 mm | 2500 mm | N/A | 870x870x95 mm | 2 | 1 | N/A | N/A | 0.071906 | 5.8 | 7.2
CIRO SET 2 P-Z, B | CIRO |  |  | 100W | 3000K/4000K | 3275353DT | 8585054425648 | LED2 3275353DT CIRO SET 2 P-Z, B TRIAC DIM 100W 3000K/4000K | 16492.3 | 13630 | 7.5 | BLACK | 9017 | ALUMINIUM/PMMA | OPAL | 220-240V/50-60Hz | 2x 1200 mA | TRIAC | N/A | 90+ | < 3 | L80B20 50.000h | 7000lm | 70lm/W | 140lm/W | N/A | G | N/A | 160° | IP 20 | d600+d800 mm | N/A | 40 mm | d600+d800x40 mm | 2500 mm | N/A | 870x870x95 mm | 2 | 1 | N/A | N/A | 0.071906 | 5.8 | 7.2
CIRO SET 2 P-Z, B | CIRO |  |  | 100W | 3000K/4000K | 3275353D | 8585054425655 | LED2 3275353D CIRO SET 2 P-Z, B DALI/PUSH DIM 100W 3000K/4000K | 20422.38 | 16878 | 7.5 | BLACK | 9017 | ALUMINIUM/PMMA | OPAL | 220-240V/50-60Hz | 2x 1200 mA | DALI/PUSH | N/A | 90+ | < 3 | L80B20 50.000h | 7000lm | 70lm/W | 140lm/W | N/A | G | N/A | 160° | IP 20 | d600+d800 mm | N/A | 40 mm | d600+d800x40 mm | 2500 mm | N/A | 870x870x95 mm | 2 | 1 | N/A | N/A | 0.071906 | 5.8 | 7.2
CIRO SET 2 P-Z, B | CIRO |  |  | 100W | 3000K-4000K | 3275353DTW | 8585054425662 | LED2 3275353DTW CIRO SET 2 P-Z, B DALI TW DIM 100W 3000K-4000K | 19720.58 | 16298 | 7.5 | BLACK | 9017 | ALUMINIUM/PMMA | OPAL | 220-240V/50-60Hz | 2x 1200 mA | DALI TW/PUSH TW | N/A | 90+ | < 3 | L80B20 50.000h | 7000lm | 70lm/W | 140lm/W | N/A | G | N/A | 160° | IP 20 | d600+d800 mm | N/A | 40 mm | d600+d800x40 mm | 2500 mm | N/A | 870x870x95 mm | 2 | 1 | N/A | N/A | 0.071906 | 5.8 | 7.2
CIRO SET 2 P-Z, B | CIRO |  |  | 100W | 3000K-4000K | 3275353CSTW | 8585054425679 | LED2 3275353CSTW CIRO SET 2 P-Z, B CASAMBI TW 100W 3000K-4000K | 25194.62 | 20822 | 7.5 | BLACK | 9017 | ALUMINIUM/PMMA | OPAL | 220-240V/50-60Hz | 2x 1200 mA | CASAMBI TW | N/A | 90+ | < 3 | L80B20 50.000h | 7000lm | 70lm/W | 140lm/W | N/A | G | N/A | 160° | IP 20 | d600+d800 mm | N/A | 40 mm | d600+d800x40 mm | 2500 mm | N/A | 870x870x95 mm | 2 | 1 | N/A | N/A | 0.071906 | 5.8 | 7.2
CIRO SET 2 P-Z, B | CIRO |  |  | 100W | 3000K-4000K | 3275353ZBTW | 8585054425686 | LED2 3275353ZBTW CIRO SET 2 P-Z, B ZIGBEE TW 100W 3000K-4000K | 22703.23 | 18763 | 7.5 | BLACK | 9017 | ALUMINIUM/PMMA | OPAL | 220-240V/50-60Hz | 2x 1200 mA | ZIGBEE TW | N/A | 90+ | < 3 | L80B20 50.000h | 7000lm | 70lm/W | 140lm/W | N/A | G | N/A | 160° | IP 20 | d600+d800 mm | N/A | 40 mm | d600+d800x40 mm | 2500 mm | N/A | 870x870x95 mm | 2 | 1 | N/A | N/A | 0.071906 | 5.8 | 7.2
CIRO SET 2 P-Z, G | CIRO |  |  | 100W | 3000K/4000K | 3275357DT | 8585054425709 | LED2 3275357DT CIRO SET 2 P-Z, G TRIAC DIM 100W 3000K/4000K | 16492.3 | 13630 | 7.5 | GOLD | 1036 | ALUMINIUM/PMMA | OPAL | 220-240V/50-60Hz | 2x 1200 mA | TRIAC | N/A | 90+ | < 3 | L80B20 50.000h | 7000lm | 70lm/W | 140lm/W | N/A | G | N/A | 160° | IP 20 | d600+d800 mm | N/A | 40 mm | d600+d800x40 mm | 2500 mm | N/A | 870x870x95 mm | 2 | 1 | N/A | N/A | 0.071906 | 5.8 | 7.2
CIRO SET 2 P-Z, G | CIRO |  |  | 100W | 3000K/4000K | 3275357D | 8585054425716 | LED2 3275357D CIRO SET 2 P-Z, G DALI/PUSH DIM 100W 3000K/4000K | 20422.38 | 16878 | 7.5 | GOLD | 1036 | ALUMINIUM/PMMA | OPAL | 220-240V/50-60Hz | 2x 1200 mA | DALI/PUSH | N/A | 90+ | < 3 | L80B20 50.000h | 7000lm | 70lm/W | 140lm/W | N/A | G | N/A | 160° | IP 20 | d600+d800 mm | N/A | 40 mm | d600+d800x40 mm | 2500 mm | N/A | 870x870x95 mm | 2 | 1 | N/A | N/A | 0.071906 | 5.8 | 7.2
CIRO SET 2 P-Z, G | CIRO |  |  | 100W | 3000K-4000K | 3275357DTW | 8585054425723 | LED2 3275357DTW CIRO SET 2 P-Z, G DALI TW DIM 100W 3000K-4000K | 19720.58 | 16298 | 7.5 | GOLD | 1036 | ALUMINIUM/PMMA | OPAL | 220-240V/50-60Hz | 2x 1200 mA | DALI TW/PUSH TW | N/A | 90+ | < 3 | L80B20 50.000h | 7000lm | 70lm/W | 140lm/W | N/A | G | N/A | 160° | IP 20 | d600+d800 mm | N/A | 40 mm | d600+d800x40 mm | 2500 mm | N/A | 870x870x95 mm | 2 | 1 | N/A | N/A | 0.071906 | 5.8 | 7.2
CIRO SET 2 P-Z, G | CIRO |  |  | 100W | 3000K-4000K | 3275357CSTW | 8585054425730 | LED2 3275357CSTW CIRO SET 2 P-Z, G CASAMBI TW 100W 3000K-4000K | 25194.62 | 20822 | 7.5 | GOLD | 1036 | ALUMINIUM/PMMA | OPAL | 220-240V/50-60Hz | 2x 1200 mA | CASAMBI TW | N/A | 90+ | < 3 | L80B20 50.000h | 7000lm | 70lm/W | 140lm/W | N/A | G | N/A | 160° | IP 20 | d600+d800 mm | N/A | 40 mm | d600+d800x40 mm | 2500 mm | N/A | 870x870x95 mm | 2 | 1 | N/A | N/A | 0.071906 | 5.8 | 7.2
CIRO SET 2 P-Z, G | CIRO |  |  | 100W | 3000K-4000K | 3275357ZBTW | 8585054425747 | LED2 3275357ZBTW CIRO SET 2 P-Z, G ZIGBEE TW 100W 3000K-4000K | 22703.23 | 18763 | 7.5 | GOLD | 1036 | ALUMINIUM/PMMA | OPAL | 220-240V/50-60Hz | 2x 1200 mA | DALI TW/PUSH TW | N/A | 90+ | < 3 | L80B20 50.000h | 7000lm | 70lm/W | 140lm/W | N/A | G | N/A | 160° | IP 20 | d600+d800 mm | N/A | 40 mm | d600+d800x40 mm | 2500 mm | N/A | 870x870x95 mm | 2 | 1 | N/A | N/A | 0.071906 | 5.8 | 7.2
CIRCLE 60 P-Z, W | CIRCLE |  |  | 42W | 3000K | 3270931D | 8585054404834 | LED2 3270931D CIRCLE 60 P-Z, W DALI/PUSH DIM 42W 3000K | 8526.87 | 7047 | 7.5 | WHITE | 9003 | ALUMINIUM/PMMA | OPAL | 220-240V/50-60Hz | 1050 mA | DALI/PUSH | N/A | 90+ | < 3 | L80B20 50.000h | 3400lm | 81lm/W | 123lm/W | N/A | G | N/A | 160° | IP 20 | d600 mm | N/A | 33 mm | d600x33 mm | 2500 mm | N/A | 655x655x140 mm | 2 | 1 | N/A | N/A | 0.060064 | 1.8 | 3.1
CIRCLE 60 P-Z, W | CIRCLE |  |  | 42W | 3000K | 3270931DT | 8585054411870 | LED2 3270931DT CIRCLE 60 P-Z, W TRIAC DIM 42W 3000K | 7123.27 | 5887 | 7.5 | WHITE | 9003 | ALUMINIUM/PMMA | OPAL | 220-240V/50-60Hz | 1050 mA | TRIAC | N/A | 90+ | < 3 | L80B20 50.000h | 3400lm | 81lm/W | 123lm/W | N/A | G | N/A | 160° | IP 20 | d600 mm | N/A | 33 mm | d600x33 mm | 2500 mm | N/A | 655x655x140 mm | 2 | 1 | N/A | N/A | 0.060064 | 1.8 | 3.1
CIRCLE 60 P-Z, W | CIRCLE |  |  | 42W | 3000K | 3270931CS | 8585054419708 | LED2 3270931CS CIRCLE 60 P-Z, W 42W CASAMBI 3000K | 14000.91 | 11571 | 7.5 | WHITE | 9003 | ALUMINIUM/PMMA | OPAL | 220-240V/50-60Hz | 1050 mA | CASAMBI | N/A | 90+ | < 3 | L80B20 50.000h | 3400lm | 81lm/W | 123lm/W | N/A | G | N/A | 160° | IP 20 | d600 mm | N/A | 33 mm | d600x33 mm | 2500 mm | N/A | 655x655x140 mm | 2 | 1 | N/A | N/A | 0.060064 | 1.8 | 3.1
CIRCLE 60 P-Z, W | CIRCLE |  |  | 42W | 3000K | 3270931ZB | 8585054419715 | LED2 3270931ZB CIRCLE 60 P-Z, W 42W ZIGBEE 3000K | 10070.83 | 8323 | 7.5 | WHITE | 9003 | ALUMINIUM/PMMA | OPAL | 220-240V/50-60Hz | 1050 mA | ZIGBEE | N/A | 90+ | < 3 | L80B20 50.000h | 3400lm | 81lm/W | 123lm/W | N/A | G | N/A | 160° | IP 20 | d600 mm | N/A | 33 mm | d600x33 mm | 2500 mm | N/A | 655x655x140 mm | 2 | 1 | N/A | N/A | 0.060064 | 1.8 | 3.1
CIRCLE 60 P-Z, B | CIRCLE |  |  | 42W | 3000K | 3270933D | 8585054404841 | LED2 3270933D CIRCLE 60 P-Z, B DALI/PUSH DIM 42W 3000K | 8526.87 | 7047 | 7.5 | BLACK | 9017 | ALUMINIUM/PMMA | OPAL | 220-240V/50-60Hz | 1050 mA | DALI/PUSH | N/A | 90+ | < 3 | L80B20 50.000h | 3400lm | 81lm/W | 123lm/W | N/A | G | N/A | 160° | IP 20 | d600 mm | N/A | 33 mm | d600x33 mm | 2500 mm | N/A | 655x655x140 mm | 2 | 1 | N/A | N/A | 0.060064 | 1.8 | 3.1
CIRCLE 60 P-Z, B | CIRCLE |  |  | 42W | 3000K | 3270933DT | 8585054411887 | LED2 3270933DT CIRCLE 60 P-Z, B TRIAC DIM 42W 3000K | 7123.27 | 5887 | 7.5 | BLACK | 9017 | ALUMINIUM/PMMA | OPAL | 220-240V/50-60Hz | 1050 mA | TRIAC | N/A | 90+ | < 3 | L80B20 50.000h | 3400lm | 81lm/W | 123lm/W | N/A | G | N/A | 160° | IP 20 | d600 mm | N/A | 33 mm | d600x33 mm | 2500 mm | N/A | 655x655x140 mm | 2 | 1 | N/A | N/A | 0.060064 | 1.8 | 3.1
CIRCLE 60 P-Z, B | CIRCLE |  |  | 42W | 3000K | 3270933CS | 8585054419739 | LED2 3270933CS CIRCLE 60 P-Z, B 42W CASAMBI 3000K | 14000.91 | 11571 | 7.5 | BLACK | 9017 | ALUMINIUM/PMMA | OPAL | 220-240V/50-60Hz | 1050 mA | CASAMBI | N/A | 90+ | < 3 | L80B20 50.000h | 3400lm | 81lm/W | 123lm/W | N/A | G | N/A | 160° | IP 20 | d600 mm | N/A | 33 mm | d600x33 mm | 2500 mm | N/A | 655x655x140 mm | 2 | 1 | N/A | N/A | 0.060064 | 1.8 | 3.1
CIRCLE 60 P-Z, B | CIRCLE |  |  | 42W | 3000K | 3270933ZB | 8585054419746 | LED2 3270933ZB CIRCLE 60 P-Z, B 42W ZIGBEE 3000K | 10070.83 | 8323 | 7.5 | BLACK | 9017 | ALUMINIUM/PMMA | OPAL | 220-240V/50-60Hz | 1050 mA | ZIGBEE | N/A | 90+ | < 3 | L80B20 50.000h | 3400lm | 81lm/W | 123lm/W | N/A | G | N/A | 160° | IP 20 | d600 mm | N/A | 33 mm | d600x33 mm | 2500 mm | N/A | 655x655x140 mm | 2 | 1 | N/A | N/A | 0.060064 | 1.8 | 3.1
CIRCLE 60 P-Z, W | CIRCLE | NEW |  | 42W | 3000K/4000K | 3270951DT | 8585054428663 | LED2 3270951DT CIRCLE 60 P-Z, W TRIAC DIM 42W 3000K/4000K | 8175.97 | 6757 | 7.5 | WHITE | 9003 | ALUMINIUM/PMMA | OPAL | 220-240V/50-60Hz | 1050 mA | TRIAC | N/A | 90+ | < 3 | L80B20 50.000h | 3740lm | 89lm/W | 120lm/W | N/A | F | N/A | 160° | IP 20 | d600 mm | N/A | 33 mm | d600x33 mm | 2500 mm | N/A | 655x655x140 mm | 2 | 1 | N/A | N/A | 0.060064 | 1.8 | 3.1
CIRCLE 60 P-Z, W | CIRCLE | NEW |  | 42W | 3000K/4000K | 3270951D | 8585054428687 | LED2 3270951D CIRCLE 60 P-Z, W DALI/PUSH DIM 42W 3000K/4000K | 9684.84 | 8004 | 7.5 | WHITE | 9003 | ALUMINIUM/PMMA | OPAL | 220-240V/50-60Hz | 1050 mA | DALI/PUSH | N/A | 90+ | < 3 | L80B20 50.000h | 3740lm | 89lm/W | 120lm/W | N/A | F | N/A | 160° | IP 20 | d600 mm | N/A | 33 mm | d600x33 mm | 2500 mm | N/A | 655x655x140 mm | 2 | 1 | N/A | N/A | 0.060064 | 1.8 | 3.1
CIRCLE 60 P-Z, W | CIRCLE | NEW |  | 42W | 3000K-4000K | 3270951DTW | 8585054428694 | LED2 3270951DTW CIRCLE 60 P-Z, W DALI TW DIM 42W 3000K-4000K | 9790.11 | 8091 | 7.5 | WHITE | 9003 | ALUMINIUM/PMMA | OPAL | 220-240V/50-60Hz | 1050 mA | DALI TW/PUSH TW | N/A | 90+ | < 3 | L80B20 50.000h | 3740lm | 89lm/W | 120lm/W | N/A | F | N/A | 160° | IP 20 | d600 mm | N/A | 33 mm | d600x33 mm | 2500 mm | N/A | 655x655x140 mm | 2 | 1 | N/A | N/A | 0.060064 | 1.8 | 3.1
CIRCLE 60 P-Z, W | CIRCLE | NEW |  | 42W | 3000K-4000K | 3270951CSTW | 8585054428700 | LED2 3270951CSTW CIRCLE 60 P-Z, W CASAMBI TW 42W 3000K-4000K | 15193.97 | 12557 | 7.5 | WHITE | 9003 | ALUMINIUM/PMMA | OPAL | 220-240V/50-60Hz | 1050 mA | CASAMBI TW | N/A | 90+ | < 3 | L80B20 50.000h | 3740lm | 89lm/W | 120lm/W | N/A | F | N/A | 160° | IP 20 | d600 mm | N/A | 33 mm | d600x33 mm | 2500 mm | N/A | 655x655x140 mm | 2 | 1 | N/A | N/A | 0.060064 | 1.8 | 3.1
CIRCLE 60 P-Z, W | CIRCLE | NEW |  | 42W | 3000K-4000K | 3270951ZBTW | 8585054428717 | LED2 3270951ZBTW CIRCLE 60 P-Z, W ZIGBEE TW 42W 3000K-4000K | 9228.67 | 7627 | 7.5 | WHITE | 9003 | ALUMINIUM/PMMA | OPAL | 220-240V/50-60Hz | 1050 mA | ZIGBEE TW | N/A | 90+ | < 3 | L80B20 50.000h | 3740lm | 89lm/W | 120lm/W | N/A | F | N/A | 160° | IP 20 | d600 mm | N/A | 33 mm | d600x33 mm | 2500 mm | N/A | 655x655x140 mm | 2 | 1 | N/A | N/A | 0.060064 | 1.8 | 3.1
CIRCLE 60 P-Z, B | CIRCLE | NEW |  | 42W | 3000K/4000K | 3270953DT | 8585054428670 | LED2 3270953DT CIRCLE 60 P-Z, B TRIAC DIM 42W 3000K/4000K | 8175.97 | 6757 | 7.5 | BLACK | 9017 | ALUMINIUM/PMMA | OPAL | 220-240V/50-60Hz | 1050 mA | TRIAC | N/A | 90+ | < 3 | L80B20 50.000h | 3740lm | 89lm/W | 120lm/W | N/A | F | N/A | 160° | IP 20 | d600 mm | N/A | 33 mm | d600x33 mm | 2500 mm | N/A | 655x655x140 mm | 2 | 1 | N/A | N/A | 0.060064 | 1.8 | 3.1
CIRCLE 60 P-Z, B | CIRCLE | NEW |  | 42W | 3000K/4000K | 3270953D | 8585054428731 | LED2 3270953D CIRCLE 60 P-Z, B DALI/PUSH DIM 42W 3000K/4000K | 9684.84 | 8004 | 7.5 | BLACK | 9017 | ALUMINIUM/PMMA | OPAL | 220-240V/50-60Hz | 1050 mA | DALI/PUSH | N/A | 90+ | < 3 | L80B20 50.000h | 3740lm | 89lm/W | 120lm/W | N/A | F | N/A | 160° | IP 20 | d600 mm | N/A | 33 mm | d600x33 mm | 2500 mm | N/A | 655x655x140 mm | 2 | 1 | N/A | N/A | 0.060064 | 1.8 | 3.1
CIRCLE 60 P-Z, B | CIRCLE | NEW |  | 42W | 3000K-4000K | 3270953DTW | 8585054428748 | LED2 3270953DTW CIRCLE 60 P-Z, B DALI TW DIM 42W 3000K-4000K | 9790.11 | 8091 | 7.5 | BLACK | 9017 | ALUMINIUM/PMMA | OPAL | 220-240V/50-60Hz | 1050 mA | DALI TW/PUSH TW | N/A | 90+ | < 3 | L80B20 50.000h | 3740lm | 89lm/W | 120lm/W | N/A | F | N/A | 160° | IP 20 | d600 mm | N/A | 33 mm | d600x33 mm | 2500 mm | N/A | 655x655x140 mm | 2 | 1 | N/A | N/A | 0.060064 | 1.8 | 3.1
CIRCLE 60 P-Z, B | CIRCLE | NEW |  | 42W | 3000K-4000K | 3270953CSTW | 8585054428755 | LED2 3270953CSTW CIRCLE 60 P-Z, B CASAMBI TW 42W 3000K-4000K | 15193.97 | 12557 | 7.5 | BLACK | 9017 | ALUMINIUM/PMMA | OPAL | 220-240V/50-60Hz | 1050 mA | CASAMBI TW | N/A | 90+ | < 3 | L80B20 50.000h | 3740lm | 89lm/W | 120lm/W | N/A | F | N/A | 160° | IP 20 | d600 mm | N/A | 33 mm | d600x33 mm | 2500 mm | N/A | 655x655x140 mm | 2 | 1 | N/A | N/A | 0.060064 | 1.8 | 3.1
CIRCLE 60 P-Z, B | CIRCLE | NEW |  | 42W | 3000K-4000K | 3270953ZBTW | 8585054428762 | LED2 3270953ZBTW CIRCLE 60 P-Z, B ZIGBEE TW 42W 3000K-4000K | 9228.67 | 7627 | 7.5 | BLACK | 9017 | ALUMINIUM/PMMA | OPAL | 220-240V/50-60Hz | 1050 mA | ZIGBEE TW | N/A | 90+ | < 3 | L80B20 50.000h | 3740lm | 89lm/W | 120lm/W | N/A | F | N/A | 160° | IP 20 | d600 mm | N/A | 33 mm | d600x33 mm | 2500 mm | N/A | 655x655x140 mm | 2 | 1 | N/A | N/A | 0.060064 | 1.8 | 3.1
CIRCLE 80 P-Z, W | CIRCLE | NEW |  | 62W | 3000K/4000K | 3271051DT | 8585054427437 | LED2 3271051DT CIRCLE 80 P-Z, W TRIAC DIM 62W 3000K/4000K | 10737.54 | 8874 | 7.5 | WHITE | 9003 | ALUMINIUM/PMMA | OPAL | 220-240V/50-60Hz | 2x 750 mA | TRIAC | N/A | 90+ | < 3 | L80B20 50.000h | 5540lm | 89lm/W | 120lm/W | N/A | F | N/A | 160° | IP 20 | d800 mm | N/A | 33 mm | d800x33 mm | 2500 mm | N/A | 875x875x115 mm | 2 | 1 | N/A | N/A | 0.088047 | 2.2 | 3.9
CIRCLE 80 P-Z, W | CIRCLE | NEW |  | 62W | 3000K/4000K | 3271051D | 8585054427444 | LED2 3271051D CIRCLE 80 P-Z, W DALI/PUSH DIM 62W 3000K/4000K | 12492.04 | 10324 | 7.5 | WHITE | 9003 | ALUMINIUM/PMMA | OPAL | 220-240V/50-60Hz | 1500 mA | DALI/PUSH | N/A | 90+ | < 3 | L80B20 50.000h | 5540lm | 89lm/W | 120lm/W | N/A | F | N/A | 160° | IP 20 | d800 mm | N/A | 33 mm | d800x33 mm | 2500 mm | N/A | 875x875x115 mm | 2 | 1 | N/A | N/A | 0.088047 | 2.2 | 3.9
CIRCLE 80 P-Z, W | CIRCLE | NEW |  | 62W | 3000K-4000K | 3271051DTW | 8585054427451 | LED2 3271051DTW CIRCLE 80 P-Z, W DALI TW 62W 3000K-4000K | 12842.94 | 10614 | 7.5 | WHITE | 9003 | ALUMINIUM/PMMA | OPAL | 220-240V/50-60Hz | 1400 mA | DALI TW/PUSH TW | N/A | 90+ | < 3 | L80B20 50.000h | 5540lm | 89lm/W | 120lm/W | N/A | F | N/A | 160° | IP 20 | d800 mm | N/A | 33 mm | d800x33 mm | 2500 mm | N/A | 875x875x115 mm | 2 | 1 | N/A | N/A | 0.088047 | 2.2 | 3.9
CIRCLE 80 P-Z, W | CIRCLE | NEW |  | 62W | 3000K-4000K | 3271051CSTW | 8585054427468 | LED2 3271051CSTW CIRCLE 80 P-Z, W 62W CASAMBI TW 3000K-4000K | 18316.98 | 15138 | 7.5 | WHITE | 9003 | ALUMINIUM/PMMA | OPAL | 220-240V/50-60Hz | 1400 mA | CASAMBI TW | N/A | 90+ | < 3 | L80B20 50.000h | 5540lm | 89lm/W | 120lm/W | N/A | F | N/A | 160° | IP 20 | d800 mm | N/A | 33 mm | d800x33 mm | 2500 mm | N/A | 875x875x115 mm | 2 | 1 | N/A | N/A | 0.088047 | 2.2 | 3.9
CIRCLE 80 P-Z, W | CIRCLE | NEW |  | 62W | 3000K-4000K | 3271051ZBTW | 8585054427475 | LED2 3271051ZBTW CIRCLE 80 P-Z, W 62W ZIGBEE TW 3000K-4000K | 13474.56 | 11136 | 7.5 | WHITE | 9003 | ALUMINIUM/PMMA | OPAL | 220-240V/50-60Hz | 1400 mA | ZIGBEE TW | N/A | 90+ | < 3 | L80B20 50.000h | 5540lm | 89lm/W | 120lm/W | N/A | F | N/A | 160° | IP 20 | d800 mm | N/A | 33 mm | d800x33 mm | 2500 mm | N/A | 875x875x115 mm | 2 | 1 | N/A | N/A | 0.088047 | 2.2 | 3.9
CIRCLE 80 P-Z, B | CIRCLE |  |  | 62W | 3000K/4000K | 3271053DT | 8585054425808 | LED2 3271053DT CIRCLE 80 P-Z, B TRIAC DIM 62W 3000K/4000K | 10737.54 | 8874 | 7.5 | BLACK | 9017 | ALUMINIUM/PMMA | OPAL | 220-240V/50-60Hz | 2x 750 mA | TRIAC | N/A | 90+ | < 3 | L80B20 50.000h | 5540lm | 89lm/W | 120lm/W | N/A | F | N/A | 160° | IP 20 | d800 mm | N/A | 33 mm | d800x33 mm | 2500 mm | N/A | 875x875x115 mm | 2 | 1 | N/A | N/A | 0.088047 | 2.2 | 3.9
CIRCLE 80 P-Z, B | CIRCLE |  |  | 62W | 3000K/4000K | 3271053D | 8585054425815 | LED2 3271053D CIRCLE 80 P-Z, B DALI/PUSH DIM 62W 3000K/4000K | 12492.04 | 10324 | 7.5 | BLACK | 9017 | ALUMINIUM/PMMA | OPAL | 220-240V/50-60Hz | 1500 mA | DALI/PUSH | N/A | 90+ | < 3 | L80B20 50.000h | 5540lm | 89lm/W | 120lm/W | N/A | F | N/A | 160° | IP 20 | d800 mm | N/A | 33 mm | d800x33 mm | 2500 mm | N/A | 875x875x115 mm | 2 | 1 | N/A | N/A | 0.088047 | 2.2 | 3.9
CIRCLE 80 P-Z, B | CIRCLE |  |  | 62W | 3000K-4000K | 3271053DTW | 8585054425822 | LED2 3271053DTW CIRCLE 80 P-Z, B DALI TW 62W 3000K-4000K | 12842.94 | 10614 | 7.5 | BLACK | 9017 | ALUMINIUM/PMMA | OPAL | 220-240V/50-60Hz | 1400 mA | DALI TW/PUSH TW | N/A | 90+ | < 3 | L80B20 50.000h | 5540lm | 89lm/W | 120lm/W | N/A | F | N/A | 160° | IP 20 | d800 mm | N/A | 33 mm | d800x33 mm | 2500 mm | N/A | 875x875x115 mm | 2 | 1 | N/A | N/A | 0.088047 | 2.2 | 3.9
CIRCLE 80 P-Z, B | CIRCLE |  |  | 62W | 3000K-4000K | 3271053CSTW | 8585054425839 | LED2 3271053CSTW CIRCLE 80 P-Z, B 62W CASAMBI TW 3000K-4000K | 18316.98 | 15138 | 7.5 | BLACK | 9017 | ALUMINIUM/PMMA | OPAL | 220-240V/50-60Hz | 1400 mA | CASAMBI TW | N/A | 90+ | < 3 | L80B20 50.000h | 5540lm | 89lm/W | 120lm/W | N/A | F | N/A | 160° | IP 20 | d800 mm | N/A | 33 mm | d800x33 mm | 2500 mm | N/A | 875x875x115 mm | 2 | 1 | N/A | N/A | 0.088047 | 2.2 | 3.9
CIRCLE 80 P-Z, B | CIRCLE |  |  | 62W | 3000K-4000K | 3271053ZBTW | 8585054425846 | LED2 3271053ZBTW CIRCLE 80 P-Z, B 62W ZIGBEE TW 3000K-4000K | 13474.56 | 11136 | 7.5 | BLACK | 9017 | ALUMINIUM/PMMA | OPAL | 220-240V/50-60Hz | 1400 mA | ZIGBEE TW | N/A | 90+ | < 3 | L80B20 50.000h | 5540lm | 89lm/W | 120lm/W | N/A | F | N/A | 160° | IP 20 | d800 mm | N/A | 33 mm | d800x33 mm | 2500 mm | N/A | 875x875x115 mm | 2 | 1 | N/A | N/A | 0.088047 | 2.2 | 3.9
CIRCLE 100 P-Z, W | CIRCLE |  |  | 80W | 3000K | 3273431D | 8585054413201 | LED2 3273431D CIRCLE 100 P-Z, W DALI/PUSH DIM 80W 3000K | 13123.66 | 10846 | 7.5 | WHITE | 9003 | ALUMINIUM/PMMA | OPAL | 220-240V/50-60Hz | 2x 1050 mA | DALI/PUSH | N/A | 90+ | < 3 | L80B20 50.000h | 7120lm | 89lm/W | 120lm/W | N/A | F | N/A | 160° | IP 20 | d1000 mm | N/A | 33 mm | d1000x33 mm | 2500 mm | N/A | 1080x1080x115 mm | 2 | 1 | N/A | N/A | 0.13414 | 4.1 | 5.8
CIRCLE 100 P-Z, W | CIRCLE |  |  | 80W | 3000K | 3273431DT | 8585054413218 | LED2 3273431DT CIRCLE 100 P-Z, W TRIAC DIM 80W 3000K | 10105.92 | 8352 | 7.5 | WHITE | 9003 | ALUMINIUM/PMMA | OPAL | 220-240V/50-60Hz | 2x 1050 mA | TRIAC | N/A | 90+ | < 3 | L80B20 50.000h | 7120lm | 89lm/W | 120lm/W | N/A | F | N/A | 160° | IP 20 | d1000 mm | N/A | 33 mm | d1000x33 mm | 2500 mm | N/A | 1080x1080x115 mm | 2 | 1 | N/A | N/A | 0.13414 | 4.1 | 5.8
CIRCLE 100 P-Z, W | CIRCLE |  |  | 80W | 3000K | 3273431CS | 8585054419869 | LED2 3273431CS CIRCLE 100 P-Z, W 80W CASAMBI 3000K | 18597.7 | 15370 | 7.5 | WHITE | 9003 | ALUMINIUM/PMMA | OPAL | 220-240V/50-60Hz | 2x 1050 mA | CASAMBI | N/A | 90+ | < 3 | L80B20 50.000h | 7120lm | 89lm/W | 120lm/W | N/A | F | N/A | 160° | IP 20 | d1000 mm | N/A | 33 mm | d1000x33 mm | 2500 mm | N/A | 1080x1080x115 mm | 2 | 1 | N/A | N/A | 0.13414 | 4.1 | 5.8
CIRCLE 100 P-Z, W | CIRCLE |  |  | 80W | 3000K | 3273431ZB | 8585054419876 | LED2 3273431ZB CIRCLE 100 P-Z, W 80W ZIGBEE 3000K | 16106.31 | 13311 | 7.5 | WHITE | 9003 | ALUMINIUM/PMMA | OPAL | 220-240V/50-60Hz | 2x 1050 mA | ZIGBEE | N/A | 90+ | < 3 | L80B20 50.000h | 7120lm | 89lm/W | 120lm/W | N/A | F | N/A | 160° | IP 20 | d1000 mm | N/A | 33 mm | d1000x33 mm | 2500 mm | N/A | 1080x1080x115 mm | 2 | 1 | N/A | N/A | 0.13414 | 4.1 | 5.8
CIRCLE 100 P-Z, W | CIRCLE | NEW |  | 80W | 3000K/4000K | 3273451D | 8585054427499 | LED2 3273451D CIRCLE 100 P-Z, W DALI/PUSH DIM 80W 3000K/4000K | 14527.26 | 12006 | 7.5 | WHITE | 9003 | ALUMINIUM/PMMA | OPAL | 220-240V/50-60Hz | 2x 1050 mA | DALI/PUSH | N/A | 90+ | < 3 | L80B20 50.000h | 7120lm | 89lm/W | 120lm/W | N/A | F | N/A | 160° | IP 20 | d1000 mm | N/A | 33 mm | d1000x33 mm | 2500 mm | N/A | 1080x1080x115 mm | 2 | 1 | N/A | N/A | 0.13414 | 4.1 | 5.8
CIRCLE 100 P-Z, W | CIRCLE | NEW |  | 80W | 3000K/4000K | 3273451DT | 8585054427505 | LED2 3273451DT CIRCLE 100 P-Z, W TRIAC DIM 80W 3000K/4000K | 11509.52 | 9512 | 7.5 | WHITE | 9003 | ALUMINIUM/PMMA | OPAL | 220-240V/50-60Hz | 2x 1050 mA | TRIAC | N/A | 90+ | < 3 | L80B20 50.000h | 7120lm | 89lm/W | 120lm/W | N/A | F | N/A | 160° | IP 20 | d1000 mm | N/A | 33 mm | d1000x33 mm | 2500 mm | N/A | 1080x1080x115 mm | 2 | 1 | N/A | N/A | 0.13414 | 4.1 | 5.8
CIRCLE 100 P-Z, W | CIRCLE | NEW |  | 80W | 3000K-4000K | 3273451DTW | 8585054427512 | LED2 3273451DTW CIRCLE 100 P-Z, W DALI TW 80W 3000K-4000K | 14597.44 | 12064 | 7.5 | WHITE | 9003 | ALUMINIUM/PMMA | OPAL | 220-240V/50-60Hz | 2x 1050 mA | DALI TW | N/A | 90+ | < 3 | L80B20 50.000h | 7120lm | 89lm/W | 120lm/W | N/A | F | N/A | 160° | IP 20 | d1000 mm | N/A | 33 mm | d1000x33 mm | 2500 mm | N/A | 1080x1080x115 mm | 2 | 1 | N/A | N/A | 0.13414 | 4.1 | 5.8
CIRCLE 100 P-Z, W | CIRCLE | NEW |  | 80W | 3000K-4000K | 3273451CSTW | 8585054427529 | LED2 3273451CSTW CIRCLE 100 P-Z, W 80W CASAMBI TW 3000K-4000K | 20071.48 | 16588 | 7.5 | WHITE | 9003 | ALUMINIUM/PMMA | OPAL | 220-240V/50-60Hz | 2x 1050 mA | CASAMBI TW | N/A | 90+ | < 3 | L80B20 50.000h | 7120lm | 89lm/W | 120lm/W | N/A | F | N/A | 160° | IP 20 | d1000 mm | N/A | 33 mm | d1000x33 mm | 2500 mm | N/A | 1080x1080x115 mm | 2 | 1 | N/A | N/A | 0.13414 | 4.1 | 5.8
CIRCLE 100 P-Z, W | CIRCLE | NEW |  | 80W | 3000K-4000K | 3273451ZBTW | 8585054427536 | LED2 3273451ZBTW CIRCLE 100 P-Z, W 80W ZIGBEE TW 3000K-4000K | 17580.09 | 14529 | 7.5 | WHITE | 9003 | ALUMINIUM/PMMA | OPAL | 220-240V/50-60Hz | 2x 1050 mA | ZIGBEE TW | N/A | 90+ | < 3 | L80B20 50.000h | 7120lm | 89lm/W | 120lm/W | N/A | F | N/A | 160° | IP 20 | d1000 mm | N/A | 33 mm | d1000x33 mm | 2500 mm | N/A | 1080x1080x115 mm | 2 | 1 | N/A | N/A | 0.13414 | 4.1 | 5.8
CIRCLE 100 P-Z, B | CIRCLE |  |  | 80W | 3000K | 3273433D | 8585054413225 | LED2 3273433D CIRCLE 100 P-Z, B DALI/PUSH DIM 80W 3000K | 13123.66 | 10846 | 7.5 | BLACK | 9017 | ALUMINIUM/PMMA | OPAL | 220-240V/50-60Hz | 2x 1050 mA | DALI/PUSH | N/A | 90+ | < 3 | L80B20 50.000h | 7120lm | 89lm/W | 120lm/W | N/A | F | N/A | 160° | IP 20 | d1000 mm | N/A | 33 mm | d1000x33 mm | 2500 mm | N/A | 1080x1080x115 mm | 2 | 1 | N/A | N/A | 0.13414 | 4.1 | 5.8
CIRCLE 100 P-Z, B | CIRCLE |  |  | 80W | 3000K | 3273433DT | 8585054413232 | LED2 3273433DT CIRCLE 100 P-Z, B TRIAC DIM 80W 3000K | 10105.92 | 8352 | 7.5 | BLACK | 9017 | ALUMINIUM/PMMA | OPAL | 220-240V/50-60Hz | 2x 1050 mA | TRIAC | N/A | 90+ | < 3 | L80B20 50.000h | 7120lm | 89lm/W | 120lm/W | N/A | F | N/A | 160° | IP 20 | d1000 mm | N/A | 33 mm | d1000x33 mm | 2500 mm | N/A | 1080x1080x115 mm | 2 | 1 | N/A | N/A | 0.13414 | 4.1 | 5.8
CIRCLE 100 P-Z, B | CIRCLE |  |  | 80W | 3000K | 3273433CS | 8585054419890 | LED2 3273433CS CIRCLE 100 P-Z, B 80W CASAMBI 3000K | 18597.7 | 15370 | 7.5 | BLACK | 9017 | ALUMINIUM/PMMA | OPAL | 220-240V/50-60Hz | 2x 1050 mA | CASAMBI | N/A | 90+ | < 3 | L80B20 50.000h | 7120lm | 89lm/W | 120lm/W | N/A | F | N/A | 160° | IP 20 | d1000 mm | N/A | 33 mm | d1000x33 mm | 2500 mm | N/A | 1080x1080x115 mm | 2 | 1 | N/A | N/A | 0.13414 | 4.1 | 5.8
CIRCLE 100 P-Z, B | CIRCLE |  |  | 80W | 3000K | 3273433ZB | 8585054419906 | LED2 3273433ZB CIRCLE 100 P-Z, B 80W ZIGBEE 3000K | 16106.31 | 13311 | 7.5 | BLACK | 9017 | ALUMINIUM/PMMA | OPAL | 220-240V/50-60Hz | 2x 1050 mA | ZIGBEE | N/A | 90+ | < 3 | L80B20 50.000h | 7120lm | 89lm/W | 120lm/W | N/A | F | N/A | 160° | IP 20 | d1000 mm | N/A | 33 mm | d1000x33 mm | 2500 mm | N/A | 1080x1080x115 mm | 2 | 1 | N/A | N/A | 0.13414 | 4.1 | 5.8
CIRCLE 100 P-Z, B | CIRCLE | NEW |  | 80W | 3000K/4000K | 3273453D | 8585054427550 | LED2 3273453D CIRCLE 100 P-Z, B DALI/PUSH DIM 80W 3000K/4000K | 14527.26 | 12006 | 7.5 | BLACK | 9017 | ALUMINIUM/PMMA | OPAL | 220-240V/50-60Hz | 2x 1050 mA | DALI/PUSH | N/A | 90+ | < 3 | L80B20 50.000h | 7120lm | 89lm/W | 120lm/W | N/A | F | N/A | 160° | IP 20 | d1000 mm | N/A | 33 mm | d1000x33 mm | 2500 mm | N/A | 1080x1080x115 mm | 2 | 1 | N/A | N/A | 0.13414 | 4.1 | 5.8
CIRCLE 100 P-Z, B | CIRCLE | NEW |  | 80W | 3000K/4000K | 3273453DT | 8585054427567 | LED2 3273453DT CIRCLE 100 P-Z, B TRIAC DIM 80W 3000K/4000K | 11509.52 | 9512 | 7.5 | BLACK | 9017 | ALUMINIUM/PMMA | OPAL | 220-240V/50-60Hz | 2x 1050 mA | TRIAC | N/A | 90+ | < 3 | L80B20 50.000h | 7120lm | 89lm/W | 120lm/W | N/A | F | N/A | 160° | IP 20 | d1000 mm | N/A | 33 mm | d1000x33 mm | 2500 mm | N/A | 1080x1080x115 mm | 2 | 1 | N/A | N/A | 0.13414 | 4.1 | 5.8
CIRCLE 100 P-Z, B | CIRCLE | NEW |  | 80W | 3000K-4000K | 3273453DTW | 8585054427574 | LED2 3273453DTW CIRCLE 100 P-Z, B DALI TW 80W 3000K-4000K | 14597.44 | 12064 | 7.5 | BLACK | 9017 | ALUMINIUM/PMMA | OPAL | 220-240V/50-60Hz | 2x 1050 mA | DALI TW | N/A | 90+ | < 3 | L80B20 50.000h | 7120lm | 89lm/W | 120lm/W | N/A | F | N/A | 160° | IP 20 | d1000 mm | N/A | 33 mm | d1000x33 mm | 2500 mm | N/A | 1080x1080x115 mm | 2 | 1 | N/A | N/A | 0.13414 | 4.1 | 5.8
CIRCLE 100 P-Z, B | CIRCLE | NEW |  | 80W | 3000K-4000K | 3273453CSTW | 8585054427581 | LED2 3273453CSTW CIRCLE 100 P-Z, B 80W CASAMBI TW 3000K-4000K | 20071.48 | 16588 | 7.5 | BLACK | 9017 | ALUMINIUM/PMMA | OPAL | 220-240V/50-60Hz | 2x 1050 mA | CASAMBI TW | N/A | 90+ | < 3 | L80B20 50.000h | 7120lm | 89lm/W | 120lm/W | N/A | F | N/A | 160° | IP 20 | d1000 mm | N/A | 33 mm | d1000x33 mm | 2500 mm | N/A | 1080x1080x115 mm | 2 | 1 | N/A | N/A | 0.13414 | 4.1 | 5.8
CIRCLE 100 P-Z, B | CIRCLE | NEW |  | 80W | 3000K-4000K | 3273453ZBTW | 8585054427598 | LED2 3273453ZBTW CIRCLE 100 P-Z, B 80W ZIGBEE TW 3000K-4000K | 17580.09 | 14529 | 7.5 | BLACK | 9017 | ALUMINIUM/PMMA | OPAL | 220-240V/50-60Hz | 2x 1050 mA | ZIGBEE TW | N/A | 90+ | < 3 | L80B20 50.000h | 7120lm | 89lm/W | 120lm/W | N/A | F | N/A | 160° | IP 20 | d1000 mm | N/A | 33 mm | d1000x33 mm | 2500 mm | N/A | 1080x1080x115 mm | 2 | 1 | N/A | N/A | 0.13414 | 4.1 | 5.8
CIRCLE 120 P-Z, W | CIRCLE |  |  | 100W | 3000K | 3273531D | 8585054413249 | LED2 3273531D CIRCLE 120 P-Z, W DALI/PUSH DIM 100W 3000K | 17895.9 | 14790 | 7.5 | WHITE | 9003 | ALUMINIUM/PMMA | OPAL | 220-240V/50-60Hz | 2x 1200 mA | DALI/PUSH | N/A | 90+ | < 3 | L80B20 50.000h | 8900lm | 89lm/W | 115lm/W | N/A | F | N/A | 160° | IP 20 | d1200 mm | N/A | 33 mm | d1200x33 mm | 2500 mm | N/A | 1280x1280x115 mm | 2 | 1 | N/A | N/A | 0.18842 | 5.2 | 7.3
CIRCLE 120 P-Z, W | CIRCLE |  |  | 100W | 3000K | 3273531DT | 8585054413256 | LED2 3273531DT CIRCLE 120 P-Z, W TRIAC DIM 100W 3000K | 13965.82 | 11542 | 7.5 | WHITE | 9003 | ALUMINIUM/PMMA | OPAL | 220-240V/50-60Hz | 2x 1200 mA | TRIAC | N/A | 90+ | < 3 | L80B20 50.000h | 8900lm | 89lm/W | 115lm/W | N/A | F | N/A | 160° | IP 20 | d1200 mm | N/A | 33 mm | d1200x33 mm | 2500 mm | N/A | 1280x1280x115 mm | 2 | 1 | N/A | N/A | 0.18842 | 5.2 | 7.3
CIRCLE 120 P-Z, W | CIRCLE |  |  | 100W | 3000K | 3273531CS | 8585054419920 | LED2 3273531CS CIRCLE 120 P-Z, W 100W CASAMBI 3000K | 23369.94 | 19314 | 7.5 | WHITE | 9003 | ALUMINIUM/PMMA | OPAL | 220-240V/50-60Hz | 2x 1200 mA | CASAMBI | N/A | 90+ | < 3 | L80B20 50.000h | 8900lm | 89lm/W | 115lm/W | N/A | F | N/A | 160° | IP 20 | d1200 mm | N/A | 33 mm | d1200x33 mm | 2500 mm | N/A | 1280x1280x115 mm | 2 | 1 | N/A | N/A | 0.18842 | 5.2 | 7.3
CIRCLE 120 P-Z, W | CIRCLE |  |  | 100W | 3000K | 3273531ZB | 8585054419937 | LED2 3273531ZB CIRCLE 120 P-Z, W 100W ZIGBEE 3000K | 20878.55 | 17255 | 7.5 | WHITE | 9003 | ALUMINIUM/PMMA | OPAL | 220-240V/50-60Hz | 2x 1200 mA | ZIGBEE | N/A | 90+ | < 3 | L80B20 50.000h | 8900lm | 89lm/W | 115lm/W | N/A | F | N/A | 160° | IP 20 | d1200 mm | N/A | 33 mm | d1200x33 mm | 2500 mm | N/A | 1280x1280x115 mm | 2 | 1 | N/A | N/A | 0.18842 | 5.2 | 7.3
CIRCLE 120 P-Z, B | CIRCLE |  |  | 100W | 3000K | 3273533D | 8585054413263 | LED2 3273533D CIRCLE 120 P-Z, B DALI/PUSH DIM 100W 3000K | 17895.9 | 14790 | 7.5 | BLACK | 9017 | ALUMINIUM/PMMA | OPAL | 220-240V/50-60Hz | 2x 1200 mA | DALI/PUSH | N/A | 90+ | < 3 | L80B20 50.000h | 8900lm | 89lm/W | 115lm/W | N/A | F | N/A | 160° | IP 20 | d1200 mm | N/A | 33 mm | d1200x33 mm | 2500 mm | N/A | 1280x1280x115 mm | 2 | 1 | N/A | N/A | 0.18842 | 5.2 | 7.3
CIRCLE 120 P-Z, B | CIRCLE |  |  | 100W | 3000K | 3273533DT | 8585054413270 | LED2 3273533DT CIRCLE 120 P-Z, B TRIAC DIM 100W 3000K | 13965.82 | 11542 | 7.5 | BLACK | 9017 | ALUMINIUM/PMMA | OPAL | 220-240V/50-60Hz | 2x 1200 mA | TRIAC | N/A | 90+ | < 3 | L80B20 50.000h | 8900lm | 89lm/W | 115lm/W | N/A | F | N/A | 160° | IP 20 | d1200 mm | N/A | 33 mm | d1200x33 mm | 2500 mm | N/A | 1280x1280x115 mm | 2 | 1 | N/A | N/A | 0.18842 | 5.2 | 7.3
CIRCLE 120 P-Z, B | CIRCLE |  |  | 100W | 3000K | 3273533CS | 8585054419951 | LED2 3273533CS CIRCLE 120 P-Z, B 100W CASAMBI 3000K | 23369.94 | 19314 | 7.5 | BLACK | 9017 | ALUMINIUM/PMMA | OPAL | 220-240V/50-60Hz | 2x 1200 mA | CASAMBI | N/A | 90+ | < 3 | L80B20 50.000h | 8900lm | 89lm/W | 115lm/W | N/A | F | N/A | 160° | IP 20 | d1200 mm | N/A | 33 mm | d1200x33 mm | 2500 mm | N/A | 1280x1280x115 mm | 2 | 1 | N/A | N/A | 0.18842 | 5.2 | 7.3
CIRCLE 120 P-Z, B | CIRCLE |  |  | 100W | 3000K | 3273533ZB | 8585054419968 | LED2 3273533ZB CIRCLE 120 P-Z, B 100W ZIGBEE 3000K | 20878.55 | 17255 | 7.5 | BLACK | 9017 | ALUMINIUM/PMMA | OPAL | 220-240V/50-60Hz | 2x 1200 mA | ZIGBEE | N/A | 90+ | < 3 | L80B20 50.000h | 8900lm | 89lm/W | 115lm/W | N/A | F | N/A | 160° | IP 20 | d1200 mm | N/A | 33 mm | d1200x33 mm | 2500 mm | N/A | 1280x1280x115 mm | 2 | 1 | N/A | N/A | 0.18842 | 5.2 | 7.3
CIRCLE 120 P-Z, W | CIRCLE | NEW |  | 100W | 3000K/4000K | 3273551D | 8585054431861 | LED2 3273551D CIRCLE 120 P-Z, W DALI/PUSH DIM 100W 3000K/4000K | 19299.5 | 15950 | 7.5 | WHITE | 9003 | ALUMINIUM/PMMA | OPAL | 220-240V/50-60Hz | 2x 1200 mA | DALI/PUSH | N/A | 90+ | < 3 | L80B20 50.000h | 8900lm | 89lm/W | 115lm/W | N/A | F | N/A | 160° | IP 20 | d1200 mm | N/A | 33 mm | d1200x33 mm | 2500 mm | N/A | 1280x1280x115 mm | 2 | 1 | N/A | N/A | 0.18842 | 5.2 | 7.3
CIRCLE 120 P-Z, W | CIRCLE | NEW |  | 100W | 3000K/4000K | 3273551DT | 8585054431878 | LED2 3273551DT CIRCLE 120 P-Z, W TRIAC DIM 100W 3000K/4000K | 15369.42 | 12702 | 7.5 | WHITE | 9003 | ALUMINIUM/PMMA | OPAL | 220-240V/50-60Hz | 2x 1200 mA | TRIAC | N/A | 90+ | < 3 | L80B20 50.000h | 8900lm | 89lm/W | 115lm/W | N/A | F | N/A | 160° | IP 20 | d1200 mm | N/A | 33 mm | d1200x33 mm | 2500 mm | N/A | 1280x1280x115 mm | 2 | 1 | N/A | N/A | 0.18842 | 5.2 | 7.3
CIRCLE 120 P-Z, W | CIRCLE | NEW |  | 100W | 3000K-4000K | 3273551DTW | 8585054431885 | LED2 3273551DTW CIRCLE 120 P-Z, W 100W DALI TW 3000K/4000K | 23931.38 | 19778 | 7.5 | WHITE | 9003 | ALUMINIUM/PMMA | OPAL | 220-240V/50-60Hz | 2x 1200 mA | DALI TW | N/A | 90+ | < 3 | L80B20 50.000h | 8900lm | 89lm/W | 115lm/W | N/A | F | N/A | 160° | IP 20 | d1200 mm | N/A | 33 mm | d1200x33 mm | 2500 mm | N/A | 1280x1280x115 mm | 2 | 1 | N/A | N/A | 0.18842 | 5.2 | 7.3
CIRCLE 120 P-Z, W | CIRCLE | NEW |  | 100W | 3000K-4000K | 3273551CSTW | 8585054431892 | LED2 3273551CSTW CIRCLE 120 P-Z, W 100W CASAMBI TW 3000K-4000K | 29405.42 | 24302 | 7.5 | WHITE | 9003 | ALUMINIUM/PMMA | OPAL | 220-240V/50-60Hz | 2x 1200 mA | CASAMBI TW | N/A | 90+ | < 3 | L80B20 50.000h | 8900lm | 89lm/W | 115lm/W | N/A | F | N/A | 160° | IP 20 | d1200 mm | N/A | 33 mm | d1200x33 mm | 2500 mm | N/A | 1280x1280x115 mm | 2 | 1 | N/A | N/A | 0.18842 | 5.2 | 7.3
CIRCLE 120 P-Z, W | CIRCLE | NEW |  | 100W | 3000K-4000K | 3273551ZBTW | 8585054431908 | LED2 3273551ZBTW CIRCLE 120 P-Z, W 100W ZIGBEE TW 3000K-4000K | 26914.03 | 22243 | 7.5 | WHITE | 9003 | ALUMINIUM/PMMA | OPAL | 220-240V/50-60Hz | 2x 1200 mA | ZIGBEE TW | N/A | 90+ | < 3 | L80B20 50.000h | 8900lm | 89lm/W | 115lm/W | N/A | F | N/A | 160° | IP 20 | d1200 mm | N/A | 33 mm | d1200x33 mm | 2500 mm | N/A | 1280x1280x115 mm | 2 | 1 | N/A | N/A | 0.18842 | 5.2 | 7.3
CIRCLE 120 P-Z, B | CIRCLE | NEW |  | 100W | 3000K/4000K | 3273553D | 8585054427611 | LED2 3273553D CIRCLE 120 P-Z, B DALI/PUSH DIM 100W 3000K/4000K | 23615.57 | 19517 | 7.5 | BLACK | 9017 | ALUMINIUM/PMMA | OPAL | 220-240V/50-60Hz | 2x 1200 mA | DALI/PUSH | N/A | 90+ | < 3 | L80B20 50.000h | 8900lm | 89lm/W | 115lm/W | N/A | F | N/A | 160° | IP 20 | d1200 mm | N/A | 33 mm | d1200x33 mm | 2500 mm | N/A | 1280x1280x115 mm | 2 | 1 | N/A | N/A | 0.18842 | 5.2 | 7.3
CIRCLE 120 P-Z, B | CIRCLE | NEW |  | 100W | 3000K/4000K | 3273553DT | 8585054427628 | LED2 3273553DT CIRCLE 120 P-Z, B TRIAC DIM 100W 3000K/4000K | 15369.42 | 12702 | 7.5 | BLACK | 9017 | ALUMINIUM/PMMA | OPAL | 220-240V/50-60Hz | 2x 1200 mA | TRIAC | N/A | 90+ | < 3 | L80B20 50.000h | 8900lm | 89lm/W | 115lm/W | N/A | F | N/A | 160° | IP 20 | d1200 mm | N/A | 33 mm | d1200x33 mm | 2500 mm | N/A | 1280x1280x115 mm | 2 | 1 | N/A | N/A | 0.18842 | 5.2 | 7.3
CIRCLE 120 P-Z, B | CIRCLE | NEW |  | 100W | 3000K-4000K | 3273553DTW | 8585054427635 | LED2 3273553DTW CIRCLE 120 P-Z, B DALI TW 100W 3000K-4000K | 20001.3 | 16530 | 7.5 | BLACK | 9017 | ALUMINIUM/PMMA | OPAL | 220-240V/50-60Hz | 2x 1200 mA | DALI TW | N/A | 90+ | < 3 | L80B20 50.000h | 8900lm | 89lm/W | 115lm/W | N/A | F | N/A | 160° | IP 20 | d1200 mm | N/A | 33 mm | d1200x33 mm | 2500 mm | N/A | 1280x1280x115 mm | 2 | 1 | N/A | N/A | 0.18842 | 5.2 | 7.3
CIRCLE 120 P-Z, B | CIRCLE | NEW |  | 100W | 3000K-4000K | 3273553CSTW | 8585054427642 | LED2 3273553CSTW CIRCLE 120 P-Z, B 100W CASAMBI TW 3000K-4000K | 25475.34 | 21054 | 7.5 | BLACK | 9017 | ALUMINIUM/PMMA | OPAL | 220-240V/50-60Hz | 2x 1200 mA | CASAMBI TW | N/A | 90+ | < 3 | L80B20 50.000h | 8900lm | 89lm/W | 115lm/W | N/A | F | N/A | 160° | IP 20 | d1200 mm | N/A | 33 mm | d1200x33 mm | 2500 mm | N/A | 1280x1280x115 mm | 2 | 1 | N/A | N/A | 0.18842 | 5.2 | 7.3
CIRCLE 120 P-Z, B | CIRCLE | NEW |  | 100W | 3000K-4000K | 3273553ZBTW | 8585054427659 | LED2 3273553ZBTW CIRCLE 120 P-Z, B 100W ZIGBEE TW 3000K-4000K | 22983.95 | 18995 | 7.5 | BLACK | 9017 | ALUMINIUM/PMMA | OPAL | 220-240V/50-60Hz | 2x 1200 mA | ZIGBEE TW | N/A | 90+ | < 3 | L80B20 50.000h | 8900lm | 89lm/W | 115lm/W | N/A | F | N/A | 160° | IP 20 | d1200 mm | N/A | 33 mm | d1200x33 mm | 2500 mm | N/A | 1280x1280x115 mm | 2 | 1 | N/A | N/A | 0.18842 | 5.2 | 7.3
CIRCLE 3 P-Z, W | CIRCLE |  |  | 136W | 3000K | 3271131D | 8585054404872 | LED2 3271131D CIRCLE 3 P-Z, W DALI/PUSH DIM 136W 3000K | 25966.6 | 21460 | 7.5 | WHITE | 9003 | ALUMINIUM/PMMA | OPAL | 220-240V/50-60Hz | 750 + 1050 + 1500 mA | DALI/PUSH | N/A | 90+ | < 3 | L80B20 50.000h | 8450lm | 62lm/W | 127lm/W | N/A | G | N/A | 160° | IP 20 | d800 mm | N/A | 33 mm | d800x33 mm | 2500 mm | N/A | 865x875x105 mm | 2 | 1 | N/A | N/A | 0.079472 | 4.5 | 6.8
CIRCLE 3 P-Z, W | CIRCLE |  |  | 136W | 3000K | 3271131DT | 8585054411917 | LED2 3271131DT CIRCLE 3 P-Z, W TRIAC DIM 136W 3000K | 20071.48 | 16588 | 7.5 | WHITE | 9003 | ALUMINIUM/PMMA | OPAL | 220-240V/50-60Hz | 3x 750 + 1050 mA | TRIAC | N/A | 90+ | < 3 | L80B20 50.000h | 8450lm | 62lm/W | 127lm/W | N/A | G | N/A | 160° | IP 20 | d800 mm | N/A | 33 mm | d800x33 mm | 2500 mm | N/A | 865x875x105 mm | 2 | 1 | N/A | N/A | 0.079472 | 4.5 | 6.8
CIRCLE 3 P-Z, W | CIRCLE |  |  | 136W | 3000K | 3271131CS | 8585054419821 | LED2 3271131CS CIRCLE 3 P-Z, W 136W CASAMBI 3000K | 31440.64 | 25984 | 7.5 | WHITE | 9003 | ALUMINIUM/PMMA | OPAL | 220-240V/50-60Hz | 750 + 1050 + 1500 mA | CASAMBI | N/A | 90+ | < 3 | L80B20 50.000h | 8450lm | 62lm/W | 127lm/W | N/A | G | N/A | 160° | IP 20 | d800 mm | N/A | 33 mm | d800x33 mm | 2500 mm | N/A | 865x875x105 mm | 2 | 1 | N/A | N/A | 0.079472 | 4.5 | 6.8
CIRCLE 3 P-Z, W | CIRCLE | NEW |  | 136W | 3000K/4000K | 3271151DT | 8585054429547 | LED2 3271151DT CIRCLE 3 P-Z, W TRIAC DIM 136W 3000K/4000K | 21018.91 | 17371 | 7.5 | WHITE | 9003 | ALUMINIUM/PMMA | OPAL | 220-240V/50-60Hz | 3x 750 + 1050 mA | TRIAC | N/A | 90+ | < 3 | L80B20 50.000h | 12104lm | 89lm/W | 120lm/W | N/A | F | N/A | 160° | IP 20 | d800 mm | N/A | 33 mm | d800x33 mm | 2500 mm | N/A | 865x875x105 mm | 2 | 1 | N/A | N/A | 0.079472 | 4.5 | 6.8
CIRCLE 3 P-Z, W | CIRCLE | NEW |  | 136W | 3000K/4000K | 3271151D | 8585054430369 | LED2 3271151D CIRCLE 3 P-Z, W DALI/PUSH DIM 136W 3000K/4000K | 26914.03 | 22243 | 7.5 | WHITE | 9003 | ALUMINIUM/PMMA | OPAL | 220-240V/50-60Hz | 750 + 1050 + 1400 mA | DALI/PUSH | N/A | 90+ | < 3 | L80B20 50.000h | 12104lm | 89lm/W | 120lm/W | N/A | F | N/A | 160° | IP 20 | d800 mm | N/A | 33 mm | d800x33 mm | 2500 mm | N/A | 865x875x105 mm | 2 | 1 | N/A | N/A | 0.079472 | 4.5 | 6.8
CIRCLE 3 P-Z, W | CIRCLE | NEW |  | 136W | 3000K-4000K | 3271151DTW | 8585054430376 | LED2 3271151DTW CIRCLE 3 P-Z, W DALI TW 136W 3000K-4000K | 25861.33 | 21373 | 7.5 | WHITE | 9003 | ALUMINIUM/PMMA | OPAL | 220-240V/50-60Hz | 750 + 1050 + 1400 mA | DALI TW/PUSH TW | N/A | 90+ | < 3 | L80B20 50.000h | 12104lm | 89lm/W | 120lm/W | N/A | F | N/A | 160° | IP 20 | d800 mm | N/A | 33 mm | d800x33 mm | 2500 mm | N/A | 865x875x105 mm | 2 | 1 | N/A | N/A | 0.079472 | 4.5 | 6.8
CIRCLE 3 P-Z, W | CIRCLE | NEW |  | 136W | 3000K-4000K | 3271151CSTW | 8585054430383 | LED2 3271151CSTW CIRCLE 3 P-Z, W CASAMBI TW 136W 3000K-4000K | 31335.37 | 25897 | 7.5 | WHITE | 9003 | ALUMINIUM/PMMA | OPAL | 220-240V/50-60Hz | 750 + 1050 + 1400 mA | CASAMBI TW | N/A | 90+ | < 3 | L80B20 50.000h | 12104lm | 89lm/W | 120lm/W | N/A | F | N/A | 160° | IP 20 | d800 mm | N/A | 33 mm | d800x33 mm | 2500 mm | N/A | 865x875x105 mm | 2 | 1 | N/A | N/A | 0.079472 | 4.5 | 6.8
CIRCLE 3 P-Z, W | CIRCLE | NEW |  | 136W | 3000K-4000K | 3271151ZBTW | 8585054430390 | LED2 3271151ZBTW CIRCLE 3 P-Z, W ZIGBEE TW 136W 3000K-4000K | 28843.98 | 23838 | 7.5 | WHITE | 9003 | ALUMINIUM/PMMA | OPAL | 220-240V/50-60Hz | 750 + 1050 + 1400 mA | ZIGBEE TW | N/A | 90+ | < 3 | L80B20 50.000h | 12104lm | 89lm/W | 120lm/W | N/A | F | N/A | 160° | IP 20 | d800 mm | N/A | 33 mm | d800x33 mm | 2500 mm | N/A | 865x875x105 mm | 2 | 1 | N/A | N/A | 0.079472 | 4.5 | 6.8
CIRCLE 3 P-Z, B | CIRCLE |  |  | 136W | 3000K | 3271133D | 8585054404889 | LED2 3271133D CIRCLE 3 P-Z, B DALI/PUSH DIM 136W 3000K | 25966.6 | 21460 | 7.5 | BLACK | 9017 | ALUMINIUM/PMMA | OPAL | 220-240V/50-60Hz | 750 + 1050 + 1500 mA | DALI/PUSH | N/A | 90+ | < 3 | L80B20 50.000h | 8450lm | 62lm/W | 127lm/W | N/A | G | N/A | 160° | IP 20 | d800 mm | N/A | 33 mm | d800x33 mm | 2500 mm | N/A | 865x875x105 mm | 2 | 1 | N/A | N/A | 0.079472 | 4.5 | 6.8
CIRCLE 3 P-Z, B | CIRCLE |  |  | 136W | 3000K | 3271133DT | 8585054411924 | LED2 3271133DT CIRCLE 3 P-Z, B TRIAC DIM 136W 3000K | 20071.48 | 16588 | 7.5 | BLACK | 9017 | ALUMINIUM/PMMA | OPAL | 220-240V/50-60Hz | 3x 750 + 1050 mA | TRIAC | N/A | 90+ | < 3 | L80B20 50.000h | 8450lm | 62lm/W | 127lm/W | N/A | G | N/A | 160° | IP 20 | d800 mm | N/A | 33 mm | d800x33 mm | 2500 mm | N/A | 865x875x105 mm | 2 | 1 | N/A | N/A | 0.079472 | 4.5 | 6.8
CIRCLE 3 P-Z, B | CIRCLE |  |  | 136W | 3000K | 3271133CS | 8585054419845 | LED2 3271133CS CIRCLE 3 P-Z, B 136W CASAMBI 3000K | 31440.64 | 25984 | 7.5 | BLACK | 9017 | ALUMINIUM/PMMA | OPAL | 220-240V/50-60Hz | 750 + 1050 + 1500 mA | CASAMBI | N/A | 90+ | < 3 | L80B20 50.000h | 8450lm | 62lm/W | 127lm/W | N/A | G | N/A | 160° | IP 20 | d800 mm | N/A | 33 mm | d800x33 mm | 2500 mm | N/A | 865x875x105 mm | 2 | 1 | N/A | N/A | 0.079472 | 4.5 | 6.8
CIRCLE 3 P-Z, B | CIRCLE | NEW |  | 136W | 3000K/4000K | 3271153DT | 8585054429554 | LED2 3271153DT CIRCLE 3 P-Z, B TRIAC DIM 136W 3000K/4000K | 21018.91 | 17371 | 7.5 | BLACK | 9017 | ALUMINIUM/PMMA | OPAL | 220-240V/50-60Hz | 3x 750 + 1050 mA | TRIAC | N/A | 90+ | < 3 | L80B20 50.000h | 12104lm | 89lm/W | 120lm/W | N/A | F | N/A | 160° | IP 20 | d800 mm | N/A | 33 mm | d800x33 mm | 2500 mm | N/A | 865x875x105 mm | 2 | 1 | N/A | N/A | 0.079472 | 4.5 | 6.8
CIRCLE 3 P-Z, B | CIRCLE | NEW |  | 136W | 3000K/4000K | 3271153D | 8585054430406 | LED2 3271153D CIRCLE 3 P-Z, B DALI/PUSH DIM 136W 3000K/4000K | 26914.03 | 22243 | 7.5 | BLACK | 9017 | ALUMINIUM/PMMA | OPAL | 220-240V/50-60Hz | 750 + 1050 + 1400 mA | DALI/PUSH | N/A | 90+ | < 3 | L80B20 50.000h | 12104lm | 89lm/W | 120lm/W | N/A | F | N/A | 160° | IP 20 | d800 mm | N/A | 33 mm | d800x33 mm | 2500 mm | N/A | 865x875x105 mm | 2 | 1 | N/A | N/A | 0.079472 | 4.5 | 6.8
CIRCLE 3 P-Z, B | CIRCLE | NEW |  | 136W | 3000K-4000K | 3271153DTW | 8585054430413 | LED2 3271153DTW CIRCLE 3 P-Z, B DALI TW 136W 3000K-4000K | 25861.33 | 21373 | 7.5 | BLACK | 9017 | ALUMINIUM/PMMA | OPAL | 220-240V/50-60Hz | 750 + 1050 + 1400 mA | DALI TW/PUSH TW | N/A | 90+ | < 3 | L80B20 50.000h | 12104lm | 89lm/W | 120lm/W | N/A | F | N/A | 160° | IP 20 | d800 mm | N/A | 33 mm | d800x33 mm | 2500 mm | N/A | 865x875x105 mm | 2 | 1 | N/A | N/A | 0.079472 | 4.5 | 6.8
CIRCLE 3 P-Z, B | CIRCLE | NEW |  | 136W | 3000K-4000K | 3271153CSTW | 8585054430420 | LED2 3271153CSTW CIRCLE 3 P-Z, B CASAMBI TW 136W 3000K-4000K | 31335.37 | 25897 | 7.5 | BLACK | 9017 | ALUMINIUM/PMMA | OPAL | 220-240V/50-60Hz | 750 + 1050 + 1400 mA | CASAMBI TW | N/A | 90+ | < 3 | L80B20 50.000h | 12104lm | 89lm/W | 120lm/W | N/A | F | N/A | 160° | IP 20 | d800 mm | N/A | 33 mm | d800x33 mm | 2500 mm | N/A | 865x875x105 mm | 2 | 1 | N/A | N/A | 0.079472 | 4.5 | 6.8
CIRCLE 3 P-Z, B | CIRCLE | NEW |  | 136W | 3000K-4000K | 3271153ZBTW | 8585054430437 | LED2 3271153ZBTW CIRCLE 3 P-Z, B ZIGBEE TW 136W 3000K-4000K | 28843.98 | 23838 | 7.5 | BLACK | 9017 | ALUMINIUM/PMMA | OPAL | 220-240V/50-60Hz | 750 + 1050 + 1400 mA | ZIGBEE TW | N/A | 90+ | < 3 | L80B20 50.000h | 12104lm | 89lm/W | 120lm/W | N/A | F | N/A | 160° | IP 20 | d800 mm | N/A | 33 mm | d800x33 mm | 2500 mm | N/A | 865x875x105 mm | 2 | 1 | N/A | N/A | 0.079472 | 4.5 | 6.8
CIRCLE SET 2 P-Z, W | CIRCLE | NEW |  | 104W | 3000K/4000K | 3274651DT | 8585054423217 | LED2 3274651DT CIRCLE SET 2 P-Z, W TRIAC DIM 104W 3000K/4000K | 16667.75 | 13775 | 7.5 | WHITE | 9003 | ALUMINIUM/PMMA | OPAL | 220-240V/50-60Hz | 2x 750 + 1050 mA | TRIAC | N/A | 90+ | < 3 | L80B20 50.000h | 9260lm | 89lm/W | 120lm/W | N/A | F | N/A | 160° | IP 20 | d600+d800 mm | N/A | 33 mm | d600+d800x33 mm | 2500 mm | N/A | 870x870x115 mm | 2 | 1 | N/A | N/A | 0.087044 | 3.5 | 5.8
CIRCLE SET 2 P-Z, W | CIRCLE | NEW |  | 104W | 3000K/4000K | 3274651D | 8585054423224 | LED2 3274651D CIRCLE SET 2 P-Z, W DALI/PUSH DIM 104W 3000K/4000K | 20597.83 | 17023 | 7.5 | WHITE | 9003 | ALUMINIUM/PMMA | OPAL | 220-240V/50-60Hz | 1400 + 1000 mA | DALI/PUSH | N/A | 90+ | < 3 | L80B20 50.000h | 9260lm | 89lm/W | 120lm/W | N/A | F | N/A | 160° | IP 20 | d600+d800 mm | N/A | 33 mm | d600+d800x33 mm | 2500 mm | N/A | 870x870x115 mm | 2 | 1 | N/A | N/A | 0.087044 | 3.5 | 5.8
CIRCLE SET 2 P-Z, W | CIRCLE | NEW |  | 104W | 3000K-4000K | 3274651DTW | 8585054423231 | LED2 3274651DTW CIRCLE SET 2 P-Z, W DALI TW 104W 3000K-4000K | 20878.55 | 17255 | 7.5 | WHITE | 9003 | ALUMINIUM/PMMA | OPAL | 220-240V/50-60Hz | 1400 + 1000 mA | DALI TW/PUSH TW | N/A | 90+ | < 3 | L80B20 50.000h | 9260lm | 89lm/W | 120lm/W | N/A | F | N/A | 160° | IP 20 | d600+d800 mm | N/A | 33 mm | d600+d800x33 mm | 2500 mm | N/A | 870x870x115 mm | 2 | 1 | N/A | N/A | 0.087044 | 3.5 | 5.8
CIRCLE SET 2 P-Z, W | CIRCLE | NEW |  | 104W | 3000K-4000K | 3274651CSTW | 8585054423248 | LED2 3274651CSTW CIRCLE SET 2 P-Z, W CASAMBI TW 104W 3000K-4000K | 26352.59 | 21779 | 7.5 | WHITE | 9003 | ALUMINIUM/PMMA | OPAL | 220-240V/50-60Hz | 1400 + 1000 mA | CASAMBI TW | N/A | 90+ | < 3 | L80B20 50.000h | 9260lm | 89lm/W | 120lm/W | N/A | F | N/A | 160° | IP 20 | d600+d800 mm | N/A | 33 mm | d600+d800x33 mm | 2500 mm | N/A | 870x870x115 mm | 2 | 1 | N/A | N/A | 0.087044 | 3.5 | 5.8
CIRCLE SET 2 P-Z, W | CIRCLE | NEW |  | 104W | 3000K-4000K | 3274651ZBTW | 8585054423255 | LED2 3274651ZBTW CIRCLE SET 2 P-Z, W ZIGBEE TW 104W 3000K-4000K | 23861.2 | 19720 | 7.5 | WHITE | 9003 | ALUMINIUM/PMMA | OPAL | 220-240V/50-60Hz | 1400 + 1000 mA | ZIGBEE TW | N/A | 90+ | < 3 | L80B20 50.000h | 9260lm | 89lm/W | 120lm/W | N/A | F | N/A | 160° | IP 20 | d600+d800 mm | N/A | 33 mm | d600+d800x33 mm | 2500 mm | N/A | 870x870x115 mm | 2 | 1 | N/A | N/A | 0.087044 | 3.5 | 5.8
CIRCLE SET 2 P-Z, B | CIRCLE | NEW |  | 104W | 3000K/4000K | 3274653DT | 8585054423262 | LED2 3274653DT CIRCLE SET 2 P-Z, B TRIAC DIM 104W 3000K/4000K | 16667.75 | 13775 | 7.5 | BLACK | 9017 | ALUMINIUM/PMMA | OPAL | 220-240V/50-60Hz | 2x 750 + 1050 mA | TRIAC | N/A | 90+ | < 3 | L80B20 50.000h | 9260lm | 89lm/W | 120lm/W | N/A | F | N/A | 160° | IP 20 | d600+d800 mm | N/A | 33 mm | d600+d800x33 mm | 2500 mm | N/A | 870x870x115 mm | 2 | 1 | N/A | N/A | 0.087044 | 3.5 | 5.8
CIRCLE SET 2 P-Z, B | CIRCLE | NEW |  | 104W | 3000K/4000K | 3274653D | 8585054423279 | LED2 3274653D CIRCLE SET 2 P-Z, B DALI/PUSH DIM 104W 3000K/4000K | 20597.83 | 17023 | 7.5 | BLACK | 9017 | ALUMINIUM/PMMA | OPAL | 220-240V/50-60Hz | 1400 + 1000 mA | DALI/PUSH | N/A | 90+ | < 3 | L80B20 50.000h | 9260lm | 89lm/W | 120lm/W | N/A | F | N/A | 160° | IP 20 | d600+d800 mm | N/A | 33 mm | d600+d800x33 mm | 2500 mm | N/A | 870x870x115 mm | 2 | 1 | N/A | N/A | 0.087044 | 3.5 | 5.8
CIRCLE SET 2 P-Z, B | CIRCLE | NEW |  | 104W | 3000K-4000K | 3274653DTW | 8585054423286 | LED2 3274653DTW CIRCLE SET 2 P-Z, B DALI TW 104W 3000K-4000K | 20878.55 | 17255 | 7.5 | BLACK | 9017 | ALUMINIUM/PMMA | OPAL | 220-240V/50-60Hz | 1400 + 1000 mA | DALI TW/PUSH TW | N/A | 90+ | < 3 | L80B20 50.000h | 9260lm | 89lm/W | 120lm/W | N/A | F | N/A | 160° | IP 20 | d600+d800 mm | N/A | 33 mm | d600+d800x33 mm | 2500 mm | N/A | 870x870x115 mm | 2 | 1 | N/A | N/A | 0.087044 | 3.5 | 5.8
CIRCLE SET 2 P-Z, B | CIRCLE | NEW |  | 104W | 3000K-4000K | 3274653CSTW | 8585054423293 | LED2 3274653CSTW CIRCLE SET 2 P-Z, B CASAMBI TW 104W 3000K-4000K | 26352.59 | 21779 | 7.5 | BLACK | 9017 | ALUMINIUM/PMMA | OPAL | 220-240V/50-60Hz | 1400 + 1000 mA | CASAMBI TW | N/A | 90+ | < 3 | L80B20 50.000h | 9260lm | 89lm/W | 120lm/W | N/A | F | N/A | 160° | IP 20 | d600+d800 mm | N/A | 33 mm | d600+d800x33 mm | 2500 mm | N/A | 870x870x115 mm | 2 | 1 | N/A | N/A | 0.087044 | 3.5 | 5.8
CIRCLE SET 2 P-Z, B | CIRCLE | NEW |  | 104W | 3000K-4000K | 3274653ZBTW | 8585054423309 | LED2 3274653ZBTW CIRCLE SET 2 P-Z, B ZIGBEE TW 104W 3000K-4000K | 23861.2 | 19720 | 7.5 | BLACK | 9017 | ALUMINIUM/PMMA | OPAL | 220-240V/50-60Hz | 1400 + 1000 mA | ZIGBEE TW | N/A | 90+ | < 3 | L80B20 50.000h | 9260lm | 89lm/W | 120lm/W | N/A | F | N/A | 160° | IP 20 | d600+d800 mm | N/A | 33 mm | d600+d800x33 mm | 2500 mm | N/A | 870x870x115 mm | 2 | 1 | N/A | N/A | 0.087044 | 3.5 | 5.8
CIRCLE SET 3 P-Z, W | CIRCLE | NEW |  | 136W | 3000K/4000K | 3274751DT | 8585054423316 | LED2 3274751DT CIRCLE SET 3 P-Z, W TRIAC DIM 136W 3000K/4000K | 22106.7 | 18270 | 7.5 | WHITE | 9003 | ALUMINIUM/PMMA | OPAL | 220-240V/50-60Hz | 3x 750 + 1050 mA | TRIAC | N/A | 90+ | < 3 | L80B20 50.000h | 12100lm | 89lm/W | 120lm/W | N/A | F | N/A | 160° | IP 20 | d400+d600 mm | N/A | 33 mm | d400+d600x33 mm | 2500 mm | N/A | 870x870x115 mm | 2 | 1 | N/A | N/A | 0.087044 | 4.8 | 7.95
CIRCLE SET 3 P-Z, W | CIRCLE | NEW |  | 136W | 3000K/4000K | 3274751D | 8585054423323 | LED2 3274751D CIRCLE SET 3 P-Z, W DALI/PUSH DIM 136W 3000K/4000K | 28001.82 | 23142 | 7.5 | WHITE | 9003 | ALUMINIUM/PMMA | OPAL | 220-240V/50-60Hz | 700 + 1000 + 1400 mA | DALI/PUSH | N/A | 90+ | < 3 | L80B20 50.000h | 12100lm | 89lm/W | 120lm/W | N/A | F | N/A | 160° | IP 20 | d400+d600 mm | N/A | 33 mm | d400+d600x33 mm | 2500 mm | N/A | 870x870x115 mm | 2 | 1 | N/A | N/A | 0.087044 | 4.8 | 7.95
CIRCLE SET 3 P-Z, W | CIRCLE | NEW |  | 136W | 3000K-4000K | 3274751DTW | 8585054423330 | LED2 3274751DTW CIRCLE SET 3 P-Z, W DALI TW 136W 3000K-4000K | 28422.9 | 23490 | 7.5 | WHITE | 9003 | ALUMINIUM/PMMA | OPAL | 220-240V/50-60Hz | 700 + 1000 + 1400 mA | DALI TW/PUSH TW | N/A | 90+ | < 3 | L80B20 50.000h | 12100lm | 89lm/W | 120lm/W | N/A | F | N/A | 160° | IP 20 | d400+d600 mm | N/A | 33 mm | d400+d600x33 mm | 2500 mm | N/A | 870x870x115 mm | 2 | 1 | N/A | N/A | 0.087044 | 4.8 | 7.95
CIRCLE SET 3 P-Z, W | CIRCLE | NEW |  | 136W | 3000K-4000K | 3274751CSTW | 8585054423347 | LED2 3274751CSTW CIRCLE SET 3 P-Z, W CASAMBI TW 136W 3000K-4000K | 33896.94 | 28014 | 7.5 | WHITE | 9003 | ALUMINIUM/PMMA | OPAL | 220-240V/50-60Hz | 700 + 1000 + 1400 mA | CASAMBI TW | N/A | 90+ | < 3 | L80B20 50.000h | 12100lm | 89lm/W | 120lm/W | N/A | F | N/A | 160° | IP 20 | d400+d600 mm | N/A | 33 mm | d400+d600x33 mm | 2500 mm | N/A | 870x870x115 mm | 2 | 1 | N/A | N/A | 0.087044 | 4.8 | 7.95
CIRCLE SET 3 P-Z, W | CIRCLE | NEW |  | 136W | 3000K-4000K | 3274751ZBTW | 8585054423354 | LED2 3274751ZBTW CIRCLE SET 3 P-Z, W ZIGBEE TW 136W 3000K-4000K | 31405.55 | 25955 | 7.5 | WHITE | 9003 | ALUMINIUM/PMMA | OPAL | 220-240V/50-60Hz | 700 + 1000 + 1400 mA | ZIGBEE TW | N/A | 90+ | < 3 | L80B20 50.000h | 12100lm | 89lm/W | 120lm/W | N/A | F | N/A | 160° | IP 20 | d400+d600 mm | N/A | 33 mm | d400+d600x33 mm | 2500 mm | N/A | 870x870x115 mm | 2 | 1 | N/A | N/A | 0.087044 | 4.8 | 7.95
CIRCLE SET 3 P-Z, B | CIRCLE | NEW |  | 136W | 3000K/4000K | 3274753DT | 8585054423361 | LED2 3274753DT CIRCLE SET 3 P-Z, B TRIAC DIM 136W 3000K/4000K | 22106.7 | 18270 | 7.5 | BLACK | 9017 | ALUMINIUM/PMMA | OPAL | 220-240V/50-60Hz | 3x 750 + 1050 mA | TRIAC | N/A | 90+ | < 3 | L80B20 50.000h | 12100lm | 89lm/W | 120lm/W | N/A | F | N/A | 160° | IP 20 | d400+d600 mm | N/A | 33 mm | d400+d600x33 mm | 2500 mm | N/A | 870x870x115 mm | 2 | 1 | N/A | N/A | 0.087044 | 4.8 | 7.95
CIRCLE SET 3 P-Z, B | CIRCLE | NEW |  | 136W | 3000K/4000K | 3274753D | 8585054423378 | LED2 3274753D CIRCLE SET 3 P-Z, B DALI/PUSH DIM 136W 3000K/4000K | 28001.82 | 23142 | 7.5 | BLACK | 9017 | ALUMINIUM/PMMA | OPAL | 220-240V/50-60Hz | 700 + 1000 + 1400 mA | DALI/PUSH | N/A | 90+ | < 3 | L80B20 50.000h | 12100lm | 89lm/W | 120lm/W | N/A | F | N/A | 160° | IP 20 | d400+d600 mm | N/A | 33 mm | d400+d600x33 mm | 2500 mm | N/A | 870x870x115 mm | 2 | 1 | N/A | N/A | 0.087044 | 4.8 | 7.95
CIRCLE SET 3 P-Z, B | CIRCLE | NEW |  | 136W | 3000K-4000K | 3274753DTW | 8585054423385 | LED2 3274753DTW CIRCLE SET 3 P-Z, B DALI TW 136W 3000K-4000K | 28422.9 | 23490 | 7.5 | BLACK | 9017 | ALUMINIUM/PMMA | OPAL | 220-240V/50-60Hz | 700 + 1000 + 1400 mA | DALI TW/PUSH TW | N/A | 90+ | < 3 | L80B20 50.000h | 12100lm | 89lm/W | 120lm/W | N/A | F | N/A | 160° | IP 20 | d400+d600 mm | N/A | 33 mm | d400+d600x33 mm | 2500 mm | N/A | 870x870x115 mm | 2 | 1 | N/A | N/A | 0.087044 | 4.8 | 7.95
CIRCLE SET 3 P-Z, B | CIRCLE | NEW |  | 136W | 3000K-4000K | 3274753CSTW | 8585054423392 | LED2 3274753CSTW CIRCLE SET 3 P-Z, B CASAMBI TW 136W 3000K-4000K | 33896.94 | 28014 | 7.5 | BLACK | 9017 | ALUMINIUM/PMMA | OPAL | 220-240V/50-60Hz | 700 + 1000 + 1400 mA | CASAMBI TW | N/A | 90+ | < 3 | L80B20 50.000h | 12100lm | 89lm/W | 120lm/W | N/A | F | N/A | 160° | IP 20 | d400+d600 mm | N/A | 33 mm | d400+d600x33 mm | 2500 mm | N/A | 870x870x115 mm | 2 | 1 | N/A | N/A | 0.087044 | 4.8 | 7.95
CIRCLE SET 3 P-Z, B | CIRCLE | NEW |  | 136W | 3000K-4000K | 3274753ZBTW | 8585054423408 | LED2 3274753ZBTW CIRCLE SET 3 P-Z, B ZIGBEE TW 136W 3000K-4000K | 31405.55 | 25955 | 7.5 | BLACK | 9017 | ALUMINIUM/PMMA | OPAL | 220-240V/50-60Hz | 700 + 1000 + 1400 mA | ZIGBEE TW | N/A | 90+ | < 3 | L80B20 50.000h | 12100lm | 89lm/W | 120lm/W | N/A | F | N/A | 160° | IP 20 | d400+d600 mm | N/A | 33 mm | d400+d600x33 mm | 2500 mm | N/A | 870x870x115 mm | 2 | 1 | N/A | N/A | 0.087044 | 4.8 | 7.95
KATY 60 Z, W | KATY |  |  | 60W | 3000K/4000K | 3272751 | 8585054406111 | LED2 3272751 KATY 60 Z, W 60W 2CCT 3000K/4000K | 10456.82 | 8642 | 7.5 | WHITE | 9003 | ALUMINIUM/PMMA | OPAL | 220-240V/50-60Hz | 1500 mA | ON/OFF | N/A | 90+ | < 3 | L80B20 50.000h | 3400lm | 57lm/W | 136lm/W | N/A | G | N/A | 120° | IP 20 | d600 mm | N/A | 170 mm | d600x170 mm | 2500 mm | N/A | 660x660x235 mm | 2 | 1 | N/A | N/A | 0.10237 | 3.5 | 4.5
KATY 60 Z, W | KATY |  |  | 60W | 3000K/4000K | 3272751D | 8585054406128 | LED2 3272751D KATY 60 Z, W DALI/PUSH DIM 60W 2CCT 3000K/4000K | 12421.86 | 10266 | 7.5 | WHITE | 9003 | ALUMINIUM/PMMA | OPAL | 220-240V/50-60Hz | 1500 mA | DALI/PUSH | N/A | 90+ | < 3 | L80B20 50.000h | 3400lm | 57lm/W | 136lm/W | N/A | G | N/A | 120° | IP 20 | d600 mm | N/A | 170 mm | d600x170 mm | 2500 mm | N/A | 660x660x235 mm | 2 | 1 | N/A | N/A | 0.10237 | 3.5 | 4.5
KATY 60 Z, W | KATY |  |  | 60W | 3000K/4000K | 3272751DT | 8585054411931 | LED2 3272751DT KATY 60 Z, W TRIAC DIM 60W 2CCT 3000K/4000K | 12492.04 | 10324 | 7.5 | WHITE | 9003 | ALUMINIUM/PMMA | OPAL | 220-240V/50-60Hz | 2x 750 mA | TRIAC | N/A | 90+ | < 3 | L80B20 50.000h | 3400lm | 57lm/W | 136lm/W | N/A | G | N/A | 120° | IP 20 | d600 mm | N/A | 170 mm | d600x170 mm | 2500 mm | N/A | 660x660x235 mm | 2 | 1 | N/A | N/A | 0.10237 | 3.5 | 4.5
KATY 60 Z, W | KATY |  |  | 60W | 3000K-4000K | 3272751DTW | 8585054419982 | LED2 3272751DTW KATY 60 Z, W 60W DALI TW 3000K-4000K | 12562.22 | 10382 | 7.5 | WHITE | 9003 | ALUMINIUM/PMMA | OPAL | 220-240V/50-60Hz | 1500 mA | DALI TW/PUSH TW | N/A | 90+ | < 3 | L80B20 50.000h | 3400lm | 57lm/W | 136lm/W | N/A | G | N/A | 120° | IP 20 | d600 mm | N/A | 170 mm | d600x170 mm | 2500 mm | N/A | 660x660x235 mm | 2 | 1 | N/A | N/A | 0.10237 | 3.5 | 4.5
KATY 60 Z, W | KATY |  |  | 60W | 3000K-4000K | 3272751CSTW | 8585054419999 | LED2 3272751CSTW KATY 60 Z, W 60W CASAMBI TW 3000K-4000K | 18036.26 | 14906 | 7.5 | WHITE | 9003 | ALUMINIUM/PMMA | OPAL | 220-240V/50-60Hz | 1500 mA | CASAMBI TW | N/A | 90+ | < 3 | L80B20 50.000h | 3400lm | 57lm/W | 136lm/W | N/A | G | N/A | 120° | IP 20 | d600 mm | N/A | 170 mm | d600x170 mm | 2500 mm | N/A | 660x660x235 mm | 2 | 1 | N/A | N/A | 0.10237 | 3.5 | 4.5
KATY 60 Z, W | KATY |  |  | 60W | 3000K-4000K | 3272751ZBTW | 8585054420001 | LED2 3272751ZBTW KATY 60 Z, W 60W ZIGBEE TW 3000K-4000K | 13193.84 | 10904 | 7.5 | WHITE | 9003 | ALUMINIUM/PMMA | OPAL | 220-240V/50-60Hz | 1400 mA | ZIGBEE TW | N/A | 90+ | < 3 | L80B20 50.000h | 3400lm | 57lm/W | 136lm/W | N/A | G | N/A | 120° | IP 20 | d600 mm | N/A | 170 mm | d600x170 mm | 2500 mm | N/A | 660x660x235 mm | 2 | 1 | N/A | N/A | 0.10237 | 3.5 | 4.5
KATY 60 Z, B | KATY |  |  | 60W | 3000K/4000K | 3272753 | 8585054406135 | LED2 3272753 KATY 60 Z, B 60W 2CCT 3000K/4000K | 10456.82 | 8642 | 7.5 | BLACK | 9017 | ALUMINIUM/PMMA | OPAL | 220-240V/50-60Hz | 1500 mA | ON/OFF | N/A | 90+ | < 3 | L80B20 50.000h | 3400lm | 57lm/W | 136lm/W | N/A | G | N/A | 120° | IP 20 | d600 mm | N/A | 170 mm | d600x170 mm | 2500 mm | N/A | 660x660x235 mm | 2 | 1 | N/A | N/A | 0.10237 | 3.5 | 4.5
KATY 60 Z, B | KATY |  |  | 60W | 3000K/4000K | 3272753D | 8585054406142 | LED2 3272753D KATY 60 Z, B DALI/PUSH DIM 60W 2CCT 3000K/4000K | 12421.86 | 10266 | 7.5 | BLACK | 9017 | ALUMINIUM/PMMA | OPAL | 220-240V/50-60Hz | 1500 mA | DALI/PUSH | N/A | 90+ | < 3 | L80B20 50.000h | 3400lm | 57lm/W | 136lm/W | N/A | G | N/A | 120° | IP 20 | d600 mm | N/A | 170 mm | d600x170 mm | 2500 mm | N/A | 660x660x235 mm | 2 | 1 | N/A | N/A | 0.10237 | 3.5 | 4.5
KATY 60 Z, B | KATY |  |  | 60W | 3000K/4000K | 3272753DT | 8585054411948 | LED2 3272753DT KATY 60 Z, B TRIAC DIM 60W 2CCT 3000K/4000K | 12492.04 | 10324 | 7.5 | BLACK | 9017 | ALUMINIUM/PMMA | OPAL | 220-240V/50-60Hz | 2x 750 mA | TRIAC | N/A | 90+ | < 3 | L80B20 50.000h | 3400lm | 57lm/W | 136lm/W | N/A | G | N/A | 120° | IP 20 | d600 mm | N/A | 170 mm | d600x170 mm | 2500 mm | N/A | 660x660x235 mm | 2 | 1 | N/A | N/A | 0.10237 | 3.5 | 4.5
KATY 60 Z, B | KATY |  |  | 60W | 3000K-4000K | 3272753DTW | 8585054420025 | LED2 3272753DTW KATY 60 Z, B 60W DALI TW 3000K-4000K | 12562.22 | 10382 | 7.5 | BLACK | 9017 | ALUMINIUM/PMMA | OPAL | 220-240V/50-60Hz | 1500 mA | DALI TW/PUSH TW | N/A | 90+ | < 3 | L80B20 50.000h | 3400lm | 57lm/W | 136lm/W | N/A | G | N/A | 120° | IP 20 | d600 mm | N/A | 170 mm | d600x170 mm | 2500 mm | N/A | 660x660x235 mm | 2 | 1 | N/A | N/A | 0.10237 | 3.5 | 4.5
KATY 60 Z, B | KATY |  |  | 60W | 3000K-4000K | 3272753CSTW | 8585054420032 | LED2 3272753CSTW KATY 60 Z, B 60W CASAMBI TW 3000K-4000K | 18036.26 | 14906 | 7.5 | BLACK | 9017 | ALUMINIUM/PMMA | OPAL | 220-240V/50-60Hz | 1500 mA | CASAMBI TW | N/A | 90+ | < 3 | L80B20 50.000h | 3400lm | 57lm/W | 136lm/W | N/A | G | N/A | 120° | IP 20 | d600 mm | N/A | 170 mm | d600x170 mm | 2500 mm | N/A | 660x660x235 mm | 2 | 1 | N/A | N/A | 0.10237 | 3.5 | 4.5
KATY 60 Z, B | KATY |  |  | 60W | 3000K-4000K | 3272753ZBTW | 8585054420049 | LED2 3272753ZBTW KATY 60 Z, B 60W ZIGBEE TW 3000K-4000K | 13193.84 | 10904 | 7.5 | BLACK | 9017 | ALUMINIUM/PMMA | OPAL | 220-240V/50-60Hz | 1400 mA | ZIGBEE TW | N/A | 90+ | < 3 | L80B20 50.000h | 3400lm | 57lm/W | 136lm/W | N/A | G | N/A | 120° | IP 20 | d600 mm | N/A | 170 mm | d600x170 mm | 2500 mm | N/A | 660x660x235 mm | 2 | 1 | N/A | N/A | 0.10237 | 3.5 | 4.5
KATY 60 Z, CF | KATY |  |  | 60W | 3000K/4000K | 3272758 | 8585054406159 | LED2 3272758 KATY 60 Z, CF 60W 2CCT 3000K/4000K | 10456.82 | 8642 | 7.5 | COFFEE | 8025 | ALUMINIUM/PMMA | OPAL | 220-240V/50-60Hz | 1500 mA | ON/OFF | N/A | 90+ | < 3 | L80B20 50.000h | 3400lm | 57lm/W | 136lm/W | N/A | G | N/A | 120° | IP 20 | d600 mm | N/A | 170 mm | d600x170 mm | 2500 mm | N/A | 660x660x235 mm | 2 | 1 | N/A | N/A | 0.10237 | 3.5 | 4.5
KATY 60 Z, CF | KATY |  |  | 60W | 3000K/4000K | 3272758D | 8585054406166 | LED2 3272758D KATY 60 Z, CF DALI/PUSH DIM 60W 2CCT 3000K/4000K | 12421.86 | 10266 | 7.5 | COFFEE | 8025 | ALUMINIUM/PMMA | OPAL | 220-240V/50-60Hz | 1500 mA | DALI/PUSH | N/A | 90+ | < 3 | L80B20 50.000h | 3400lm | 57lm/W | 136lm/W | N/A | G | N/A | 120° | IP 20 | d600 mm | N/A | 170 mm | d600x170 mm | 2500 mm | N/A | 660x660x235 mm | 2 | 1 | N/A | N/A | 0.10237 | 3.5 | 4.5
KATY 60 Z, CF | KATY |  |  | 60W | 3000K/4000K | 3272758DT | 8585054411955 | LED2 3272758DT KATY 60 Z, CF TRIAC DIM 60W 2CCT 3000K/4000K | 12492.04 | 10324 | 7.5 | COFFEE | 8025 | ALUMINIUM/PMMA | OPAL | 220-240V/50-60Hz | 2x 750 mA | TRIAC | N/A | 90+ | < 3 | L80B20 50.000h | 3400lm | 57lm/W | 136lm/W | N/A | G | N/A | 120° | IP 20 | d600 mm | N/A | 170 mm | d600x170 mm | 2500 mm | N/A | 660x660x235 mm | 2 | 1 | N/A | N/A | 0.10237 | 3.5 | 4.5
KATY 60 Z, CF | KATY |  |  | 60W | 3000K-4000K | 3272758DTW | 8585054420063 | LED2 3272758DTW KATY 60 Z, CF 60W DALI TW 3000K-4000K | 12562.22 | 10382 | 7.5 | COFFEE | 8025 | ALUMINIUM/PMMA | OPAL | 220-240V/50-60Hz | 1500 mA | DALI TW/PUSH TW | N/A | 90+ | < 3 | L80B20 50.000h | 3400lm | 57lm/W | 136lm/W | N/A | G | N/A | 120° | IP 20 | d600 mm | N/A | 170 mm | d600x170 mm | 2500 mm | N/A | 660x660x235 mm | 2 | 1 | N/A | N/A | 0.10237 | 3.5 | 4.5
KATY 60 Z, CF | KATY |  |  | 60W | 3000K-4000K | 3272758CSTW | 8585054420070 | LED2 3272758CSTW KATY 60 Z, CF 60W CASAMBI TW 3000K-4000K | 18036.26 | 14906 | 7.5 | COFFEE | 8025 | ALUMINIUM/PMMA | OPAL | 220-240V/50-60Hz | 1500 mA | CASAMBI TW | N/A | 90+ | < 3 | L80B20 50.000h | 3400lm | 57lm/W | 136lm/W | N/A | G | N/A | 120° | IP 20 | d600 mm | N/A | 170 mm | d600x170 mm | 2500 mm | N/A | 660x660x235 mm | 2 | 1 | N/A | N/A | 0.10237 | 3.5 | 4.5
KATY 60 Z, CF | KATY |  |  | 60W | 3000K-4000K | 3272758ZBTW | 8585054420087 | LED2 3272758ZBTW KATY 60 Z, CF 60W ZIGBEE TW 3000K-4000K | 13193.84 | 10904 | 7.5 | COFFEE | 8025 | ALUMINIUM/PMMA | OPAL | 220-240V/50-60Hz | 1400 mA | ZIGBEE TW | N/A | 90+ | < 3 | L80B20 50.000h | 3400lm | 57lm/W | 136lm/W | N/A | G | N/A | 120° | IP 20 | d600 mm | N/A | 170 mm | d600x170 mm | 2500 mm | N/A | 660x660x235 mm | 2 | 1 | N/A | N/A | 0.10237 | 3.5 | 4.5
KATY 78 Z, W | KATY |  |  | 80W | 3000K/4000K | 3272851 | 8585054406173 | LED2 3272851 KATY 78 Z, W 80W 2CCT 3000K/4000K | 13965.82 | 11542 | 7.5 | WHITE | 9003 | ALUMINIUM/PMMA | OPAL | 220-240V/50-60Hz | 2x 1050 mA | ON/OFF | N/A | 90+ | < 3 | L80B20 50.000h | 4400lm | 55lm/W | 138lm/W | N/A | G | N/A | 120° | IP 20 | d780 mm | N/A | 180 mm | d780x180 mm | 2500 mm | N/A | 840x840x245 mm | 2 | 1 | N/A | N/A | 0.17287 | 4.9 | 6.6
KATY 78 Z, W | KATY |  |  | 80W | 3000K/4000K | 3272851D | 8585054406180 | LED2 3272851D KATY 78 Z, W DALI/PUSH DIM 80W 2CCT 3000K/4000K | 16773.02 | 13862 | 7.5 | WHITE | 9003 | ALUMINIUM/PMMA | OPAL | 220-240V/50-60Hz | 2x 1050 mA | DALI/PUSH | N/A | 90+ | < 3 | L80B20 50.000h | 4400lm | 55lm/W | 138lm/W | N/A | G | N/A | 120° | IP 20 | d780 mm | N/A | 180 mm | d780x180 mm | 2500 mm | N/A | 840x840x245 mm | 2 | 1 | N/A | N/A | 0.17287 | 4.9 | 6.6
KATY 78 Z, W | KATY |  |  | 80W | 3000K/4000K | 3272851DT | 8585054411962 | LED2 3272851DT KATY 78 Z, W TRIAC DIM 80W 2CCT 3000K/4000K | 16773.02 | 13862 | 7.5 | WHITE | 9003 | ALUMINIUM/PMMA | OPAL | 220-240V/50-60Hz | 2x 1050 mA | TRIAC | N/A | 90+ | < 3 | L80B20 50.000h | 4400lm | 55lm/W | 138lm/W | N/A | G | N/A | 120° | IP 20 | d780 mm | N/A | 180 mm | d780x180 mm | 2500 mm | N/A | 840x840x245 mm | 2 | 1 | N/A | N/A | 0.17287 | 4.9 | 6.6
KATY 78 Z, W | KATY |  |  | 80W | 3000K-4000K | 3272851DTW | 8585054420100 | LED2 3272851DTW KATY 78 Z, W 80W DALI TW 3000K-4000K | 19860.94 | 16414 | 7.5 | WHITE | 9003 | ALUMINIUM/PMMA | OPAL | 220-240V/50-60Hz | 2x 1050 mA | DALI TW | N/A | 90+ | < 3 | L80B20 50.000h | 4400lm | 55lm/W | 138lm/W | N/A | G | N/A | 120° | IP 20 | d780 mm | N/A | 180 mm | d780x180 mm | 2500 mm | N/A | 840x840x245 mm | 2 | 1 | N/A | N/A | 0.17287 | 4.9 | 6.6
KATY 78 Z, W | KATY |  |  | 80W | 3000K-4000K | 3272851CSTW | 8585054420117 | LED2 3272851CSTW KATY 78 Z, W 80W CASAMBI TW 3000K-4000K | 25334.98 | 20938 | 7.5 | WHITE | 9003 | ALUMINIUM/PMMA | OPAL | 220-240V/50-60Hz | 2x 1050 mA | CASAMBI TW | N/A | 90+ | < 3 | L80B20 50.000h | 4400lm | 55lm/W | 138lm/W | N/A | G | N/A | 120° | IP 20 | d780 mm | N/A | 180 mm | d780x180 mm | 2500 mm | N/A | 840x840x245 mm | 2 | 1 | N/A | N/A | 0.17287 | 4.9 | 6.6
KATY 78 Z, W | KATY |  |  | 80W | 3000K-4000K | 3272851ZBTW | 8585054420124 | LED2 3272851ZBTW KATY 78 Z, W 80W ZIGBEE TW 3000K-4000K | 4947.69 | 4089 | 7.5 | WHITE | 9003 | ALUMINIUM/PMMA | OPAL | 220-240V/50-60Hz | 2x 1050 mA | ZIGBEE TW | N/A | 90+ | < 3 | L80B20 50.000h | 4400lm | 55lm/W | 138lm/W | N/A | G | N/A | 120° | IP 20 | d780 mm | N/A | 180 mm | d780x180 mm | 2500 mm | N/A | 840x840x246 mm | 2 | 1 | N/A | N/A | 0.17358 | 4.9 | 6.6
KATY 78 Z, B | KATY |  |  | 80W | 3000K/4000K | 3272853 | 8585054406197 | LED2 3272853 KATY 78 Z, B 80W 2CCT 3000K/4000K | 13965.82 | 11542 | 7.5 | BLACK | 9017 | ALUMINIUM/PMMA | OPAL | 220-240V/50-60Hz | 2x 1050 mA | ON/OFF | N/A | 90+ | < 3 | L80B20 50.000h | 4400lm | 55lm/W | 138lm/W | N/A | G | N/A | 120° | IP 20 | d780 mm | N/A | 180 mm | d780x180 mm | 2500 mm | N/A | 840x840x247 mm | 2 | 1 | N/A | N/A | 0.17428 | 4.9 | 6.6
KATY 78 Z, B | KATY |  |  | 80W | 3000K/4000K | 3272853D | 8585054406203 | LED2 3272853D KATY 78 Z, B DALI/PUSH DIM 80W 2CCT 3000K/4000K | 16773.02 | 13862 | 7.5 | BLACK | 9017 | ALUMINIUM/PMMA | OPAL | 220-240V/50-60Hz | 2x 1050 mA | DALI/PUSH | N/A | 90+ | < 3 | L80B20 50.000h | 4400lm | 55lm/W | 138lm/W | N/A | G | N/A | 120° | IP 20 | d780 mm | N/A | 180 mm | d780x180 mm | 2500 mm | N/A | 840x840x247 mm | 2 | 1 | N/A | N/A | 0.17428 | 4.9 | 6.6
KATY 78 Z, B | KATY |  |  | 80W | 3000K/4000K | 3272853DT | 8585054411979 | LED2 3272853DT KATY 78 Z, B TRIAC DIM 80W 2CCT 3000K/4000K | 16773.02 | 13862 | 7.5 | BLACK | 9017 | ALUMINIUM/PMMA | OPAL | 220-240V/50-60Hz | 2x 1050 mA | TRIAC | N/A | 90+ | < 3 | L80B20 50.000h | 4400lm | 55lm/W | 138lm/W | N/A | G | N/A | 120° | IP 20 | d780 mm | N/A | 180 mm | d780x180 mm | 2500 mm | N/A | 840x840x247 mm | 2 | 1 | N/A | N/A | 0.17428 | 4.9 | 6.6
KATY 78 Z, B | KATY |  |  | 80W | 3000K-4000K | 3272853DTW | 8585054420148 | LED2 3272853DTW KATY 78 Z, B 80W DALI TW 3000K-4000K | 19860.94 | 16414 | 7.5 | BLACK | 9017 | ALUMINIUM/PMMA | OPAL | 220-240V/50-60Hz | 2x 1050 mA | DALI TW | N/A | 90+ | < 3 | L80B20 50.000h | 4400lm | 55lm/W | 138lm/W | N/A | G | N/A | 120° | IP 20 | d780 mm | N/A | 180 mm | d780x180 mm | 2500 mm | N/A | 840x840x247 mm | 2 | 1 | N/A | N/A | 0.17428 | 4.9 | 6.6
KATY 78 Z, B | KATY |  |  | 80W | 3000K-4000K | 3272853CSTW | 8585054420155 | LED2 3272853CSTW KATY 78 Z, B 80W CASAMBI TW 3000K-4000K | 25334.98 | 20938 | 7.5 | BLACK | 9017 | ALUMINIUM/PMMA | OPAL | 220-240V/50-60Hz | 2x 1050 mA | CASAMBI TW | N/A | 90+ | < 3 | L80B20 50.000h | 4400lm | 55lm/W | 138lm/W | N/A | G | N/A | 120° | IP 20 | d780 mm | N/A | 180 mm | d780x180 mm | 2500 mm | N/A | 840x840x247 mm | 2 | 1 | N/A | N/A | 0.17428 | 4.9 | 6.6
KATY 78 Z, B | KATY |  |  | 80W | 3000K-4000K | 3272853ZBTW | 8585054420162 | LED2 3272853ZBTW KATY 78 Z, B 80W ZIGBEE TW 3000K-4000K | 22843.59 | 18879 | 7.5 | BLACK | 9017 | ALUMINIUM/PMMA | OPAL | 220-240V/50-60Hz | 2x 1050 mA | ZIGBEE TW | N/A | 90+ | < 3 | L80B20 50.000h | 4400lm | 55lm/W | 138lm/W | N/A | G | N/A | 120° | IP 20 | d780 mm | N/A | 180 mm | d780x180 mm | 2500 mm | N/A | 840x840x248 mm | 2 | 1 | N/A | N/A | 0.17499 | 4.9 | 6.6
KATY 78 Z, CF | KATY |  |  | 80W | 3000K/4000K | 3272858 | 8585054406210 | LED2 3272858 KATY 78 Z, CF 80W 2CCT 3000K/4000K | 13965.82 | 11542 | 7.5 | COFFEE | 8025 | ALUMINIUM/PMMA | OPAL | 220-240V/50-60Hz | 2x 1050 mA | ON/OFF | N/A | 90+ | < 3 | L80B20 50.000h | 4400lm | 55lm/W | 138lm/W | N/A | G | N/A | 120° | IP 20 | d780 mm | N/A | 180 mm | d780x180 mm | 2500 mm | N/A | 840x840x249 mm | 2 | 1 | N/A | N/A | 0.17569 | 4.9 | 6.6
KATY 78 Z, CF | KATY |  |  | 80W | 3000K/4000K | 3272858D | 8585054406227 | LED2 3272858D KATY 78 Z, CF DALI/PUSH DIM 80W 2CCT 3000K/4000K | 16773.02 | 13862 | 7.5 | COFFEE | 8025 | ALUMINIUM/PMMA | OPAL | 220-240V/50-60Hz | 2x 1050 mA | DALI/PUSH | N/A | 90+ | < 3 | L80B20 50.000h | 4400lm | 55lm/W | 138lm/W | N/A | G | N/A | 120° | IP 20 | d780 mm | N/A | 180 mm | d780x180 mm | 2500 mm | N/A | 840x840x249 mm | 2 | 1 | N/A | N/A | 0.17569 | 4.9 | 6.6
KATY 78 Z, CF | KATY |  |  | 80W | 3000K/4000K | 3272858DT | 8585054411986 | LED2 3272858DT KATY 78 Z, CF TRIAC DIM 80W 2CCT 3000K/4000K | 16773.02 | 13862 | 7.5 | COFFEE | 8025 | ALUMINIUM/PMMA | OPAL | 220-240V/50-60Hz | 2x 1050 mA | TRIAC | N/A | 90+ | < 3 | L80B20 50.000h | 4400lm | 55lm/W | 138lm/W | N/A | G | N/A | 120° | IP 20 | d780 mm | N/A | 180 mm | d780x180 mm | 2500 mm | N/A | 840x840x249 mm | 2 | 1 | N/A | N/A | 0.17569 | 4.9 | 6.6
KATY 78 Z, CF | KATY |  |  | 80W | 3000K-4000K | 3272858DTW | 8585054420186 | LED2 3272858DTW KATY 78 Z, CF 80W DALI TW 3000K-4000K | 19860.94 | 16414 | 7.5 | COFFEE | 8025 | ALUMINIUM/PMMA | OPAL | 220-240V/50-60Hz | 2x 1050 mA | DALI TW | N/A | 90+ | < 3 | L80B20 50.000h | 4400lm | 55lm/W | 138lm/W | N/A | G | N/A | 120° | IP 20 | d780 mm | N/A | 180 mm | d780x180 mm | 2500 mm | N/A | 840x840x249 mm | 2 | 1 | N/A | N/A | 0.17569 | 4.9 | 6.6
KATY 78 Z, CF | KATY |  |  | 80W | 3000K-4000K | 3272858CSTW | 8585054420193 | LED2 3272858CSTW KATY 78 Z, CF 80W CASAMBI TW 3000K-4000K | 25334.98 | 20938 | 7.5 | COFFEE | 8025 | ALUMINIUM/PMMA | OPAL | 220-240V/50-60Hz | 2x 1050 mA | CASAMBI TW | N/A | 90+ | < 3 | L80B20 50.000h | 4400lm | 55lm/W | 138lm/W | N/A | G | N/A | 120° | IP 20 | d780 mm | N/A | 180 mm | d780x180 mm | 2500 mm | N/A | 840x840x249 mm | 2 | 1 | N/A | N/A | 0.17569 | 4.9 | 6.6
KATY 78 Z, CF | KATY |  |  | 80W | 3000K-4000K | 3272858ZBTW | 8585054420209 | LED2 3272858ZBTW KATY 78 Z, CF 80W ZIGBEE TW 3000K-4000K | 22843.59 | 18879 | 7.5 | COFFEE | 8025 | ALUMINIUM/PMMA | OPAL | 220-240V/50-60Hz | 2x 1050 mA | ZIGBEE TW | N/A | 90+ | < 3 | L80B20 50.000h | 4400lm | 55lm/W | 138lm/W | N/A | G | N/A | 120° | IP 20 | d780 mm | N/A | 180 mm | d780x180 mm | 2500 mm | N/A | 840x840x2410 mm | 2 | 1 | N/A | N/A | 1.7005 | 4.9 | 6.6
MONO SLIM 40 P-Z, W | MONO SLIM |  |  | 30W | 3000K/4000K | 3274251 | 8585054422944 | LED2 3274251 MONO SLIM 40 P-Z, W 30W 2CCT 3000K/4000K | 4035.35 | 3335 | 4 | WHITE | 9003 | METAL/PMMA | OPAL | 220-240V/50-60Hz | 750 mA | ON/OFF | N/A | 90+ | < 3 | L80B20 50.000h | 2100lm | 70lm/W | 125lm/W | N/A | G | N/A | 160° | IP 20 | d400 mm | N/A | 60 mm | d400x60 mm | 2500 mm | N/A | 435x435x85 mm | 2 | 1 | N/A | N/A | 0.016084 | 2.5 | 2.9
MONO SLIM 40 P-Z, W | MONO SLIM |  |  | 30W | 3000K/4000K | 3274251D | 8585054422951 | LED2 3274251D MONO SLIM 40 P-Z, W DALI/PUSH DIM 30W 2CCT 3000K/4000K | 5438.95 | 4495 | 4 | WHITE | 9003 | METAL/PMMA | OPAL | 220-240V/50-60Hz | 750 mA | DALI/PUSH | N/A | 90+ | < 3 | L80B20 50.000h | 2100lm | 70lm/W | 125lm/W | N/A | G | N/A | 160° | IP 20 | d400 mm | N/A | 60 mm | d400x60 mm | 2500 mm | N/A | 435x435x85 mm | 2 | 1 | N/A | N/A | 0.016084 | 2.5 | 2.9
MONO SLIM 40 P-Z, W | MONO SLIM |  |  | 30W | 3000K/4000K | 3274251DT | 8585054428809 | LED2 3274251DT MONO SLIM 40 P-Z, W TRIAC DIM 30W 2CCT 3000K/4000K | 5052.96 | 4176 | 4 | WHITE | 9003 | METAL/PMMA | OPAL | 220-240V/50-60Hz | 750 mA | TRIAC | N/A | 90+ | < 3 | L80B20 50.000h | 2100lm | 70lm/W | 125lm/W | N/A | G | N/A | 160° | IP 20 | d400 mm | N/A | 60 mm | d400x60 mm | 2500 mm | N/A | 435x435x85 mm | 2 | 1 | N/A | N/A | 0.016084 | 2.5 | 2.9
MONO SLIM 40 P-Z, W | MONO SLIM |  |  | 30W | 3000K/4000K | 3274251CS | 8585054422968 | LED2 3274251CS MONO SLIM 40 P-Z, W 30W CASAMBI 2CCT 3000K/4000K | 10912.99 | 9019 | 4 | WHITE | 9003 | METAL/PMMA | OPAL | 220-240V/50-60Hz | 750 mA | CASAMBI | N/A | 90+ | < 3 | L80B20 50.000h | 2100lm | 70lm/W | 125lm/W | N/A | G | N/A | 160° | IP 20 | d400 mm | N/A | 60 mm | d400x60 mm | 2500 mm | N/A | 435x435x85 mm | 2 | 1 | N/A | N/A | 0.016084 | 2.5 | 2.9
MONO SLIM 40 P-Z, W | MONO SLIM |  |  | 30W | 3000K/4000K | 3274251ZB | 8585054422975 | LED2 3274251ZB MONO SLIM 40 P-Z, W 30W ZIGBEE 2CCT 3000K/4000K | 8421.6 | 6960 | 4 | WHITE | 9003 | METAL/PMMA | OPAL | 220-240V/50-60Hz | 750 mA | ZIGBEE | N/A | 90+ | < 3 | L80B20 50.000h | 2100lm | 70lm/W | 125lm/W | N/A | G | N/A | 160° | IP 20 | d400 mm | N/A | 60 mm | d400x60 mm | 2500 mm | N/A | 435x435x85 mm | 2 | 1 | N/A | N/A | 0.016084 | 2.5 | 2.9
MONO SLIM 40 P-Z, B | MONO SLIM |  |  | 30W | 3000K/4000K | 3274253 | 8585054422982 | LED2 3274253 MONO SLIM 40 P-Z, B 30W 2CCT 3000K/4000K | 4035.35 | 3335 | 4 | BLACK | 9017 | METAL/PMMA | OPAL | 220-240V/50-60Hz | 750 mA | ON/OFF | N/A | 90+ | < 3 | L80B20 50.000h | 2100lm | 70lm/W | 125lm/W | N/A | G | N/A | 160° | IP 20 | d400 mm | N/A | 60 mm | d400x60 mm | 2500 mm | N/A | 435x435x85 mm | 2 | 1 | N/A | N/A | 0.016084 | 2.5 | 2.9
MONO SLIM 40 P-Z, B | MONO SLIM |  |  | 30W | 3000K/4000K | 3274253D | 8585054422999 | LED2 3274253D MONO SLIM 40 P-Z, B DALI/PUSH DIM 30W 2CCT 3000K/4000K | 5438.95 | 4495 | 4 | BLACK | 9017 | METAL/PMMA | OPAL | 220-240V/50-60Hz | 750 mA | DALI/PUSH | N/A | 90+ | < 3 | L80B20 50.000h | 2100lm | 70lm/W | 125lm/W | N/A | G | N/A | 160° | IP 20 | d400 mm | N/A | 60 mm | d400x60 mm | 2500 mm | N/A | 435x435x85 mm | 2 | 1 | N/A | N/A | 0.016084 | 2.5 | 2.9
MONO SLIM 40 P-Z, B | MONO SLIM |  |  | 30W | 3000K/4000K | 3274253DT | 8585054428816 | LED2 3274253DT MONO SLIM 40 P-Z, B TRIAC DIM 30W 2CCT 3000K/4000K | 5052.96 | 4176 | 4 | BLACK | 9017 | METAL/PMMA | OPAL | 220-240V/50-60Hz | 750 mA | TRIAC | N/A | 90+ | < 3 | L80B20 50.000h | 2100lm | 70lm/W | 125lm/W | N/A | G | N/A | 160° | IP 20 | d400 mm | N/A | 60 mm | d400x60 mm | 2500 mm | N/A | 435x435x85 mm | 2 | 1 | N/A | N/A | 0.016084 | 2.5 | 2.9
MONO SLIM 40 P-Z, B | MONO SLIM |  |  | 30W | 3000K/4000K | 3274253CS | 8585054423002 | LED2 3274253CS MONO SLIM 40 P-Z, B 30W CASAMBI 2CCT 3000K/4000K | 10912.99 | 9019 | 4 | BLACK | 9017 | METAL/PMMA | OPAL | 220-240V/50-60Hz | 750 mA | CASAMBI | N/A | 90+ | < 3 | L80B20 50.000h | 2100lm | 70lm/W | 125lm/W | N/A | G | N/A | 160° | IP 20 | d400 mm | N/A | 60 mm | d400x60 mm | 2500 mm | N/A | 435x435x85 mm | 2 | 1 | N/A | N/A | 0.016084 | 2.5 | 2.9
MONO SLIM 40 P-Z, B | MONO SLIM |  |  | 30W | 3000K/4000K | 3274253ZB | 8585054423019 | LED2 3274253ZB MONO SLIM 40 P-Z, B 30W ZIGBEE 2CCT 3000K/4000K | 8421.6 | 6960 | 4 | BLACK | 9017 | METAL/PMMA | OPAL | 220-240V/50-60Hz | 750 mA | ZIGBEE | N/A | 90+ | < 3 | L80B20 50.000h | 2100lm | 70lm/W | 125lm/W | N/A | G | N/A | 160° | IP 20 | d400 mm | N/A | 60 mm | d400x60 mm | 2500 mm | N/A | 435x435x85 mm | 2 | 1 | N/A | N/A | 0.016084 | 2.5 | 2.9
MONO SLIM 60 P-Z, W | MONO SLIM |  |  | 60W | 3000K/4000K | 3274351 | 8585054423026 | LED2 3274351 MONO SLIM 60 P-Z, W 60W 2CCT 3000K/4000K | 6316.2 | 5220 | 7.5 | WHITE | 9003 | METAL/PMMA | OPAL | 220-240V/50-60Hz | 2x 750 mA | ON/OFF | N/A | 90+ | < 3 | L80B20 50.000h | 4200lm | 70lm/W | 125lm/W | N/A | G | N/A | 160° | IP 20 | d600 mm | N/A | 60 mm | d600x60 mm | 2500 mm | N/A | 640x640x85 mm | 2 | 1 | N/A | N/A | 0.034816 | 3.8 | 4.8
MONO SLIM 60 P-Z, W | MONO SLIM |  |  | 60W | 3000K/4000K | 3274351D | 8585054423033 | LED2 3274351D MONO SLIM 60 P-Z, W DALI/PUSH DIM 60W 2CCT 3000K/4000K | 9123.4 | 7540 | 7.5 | WHITE | 9003 | METAL/PMMA | OPAL | 220-240V/50-60Hz | 2x 750 mA | DALI/PUSH | N/A | 90+ | < 3 | L80B20 50.000h | 4200lm | 70lm/W | 125lm/W | N/A | G | N/A | 160° | IP 20 | d600 mm | N/A | 60 mm | d600x60 mm | 2500 mm | N/A | 640x640x85 mm | 2 | 1 | N/A | N/A | 0.034816 | 3.8 | 4.8
MONO SLIM 60 P-Z, W | MONO SLIM |  |  | 60W | 3000K/4000K | 3274351DT | 8585054428199 | LED2 3274351DT MONO SLIM 60 P-Z, W TRIAC DIM 60W 2CCT 3000K/4000K | 7509.26 | 6206 | 7.5 | WHITE | 9003 | METAL/PMMA | OPAL | 220-240V/50-60Hz | 2x 750 mA | TRIAC | N/A | 90+ | < 3 | L80B20 50.000h | 4200lm | 70lm/W | 125lm/W | N/A | G | N/A | 160° | IP 20 | d600 mm | N/A | 60 mm | d600x60 mm | 2500 mm | N/A | 640x640x85 mm | 2 | 1 | N/A | N/A | 0.034816 | 3.8 | 4.8
MONO SLIM 60 P-Z, W | MONO SLIM |  |  | 60W | 3000K/4000K | 3274351CS | 8585054423040 | LED2 3274351CS MONO SLIM 60 P-Z, W 60W CASAMBI 2CCT 3000K/4000K | 14597.44 | 12064 | 7.5 | WHITE | 9003 | METAL/PMMA | OPAL | 220-240V/50-60Hz | 2x 750 mA | CASAMBI | N/A | 90+ | < 3 | L80B20 50.000h | 4200lm | 70lm/W | 125lm/W | N/A | G | N/A | 160° | IP 20 | d600 mm | N/A | 60 mm | d600x60 mm | 2500 mm | N/A | 640x640x85 mm | 2 | 1 | N/A | N/A | 0.034816 | 3.8 | 4.8
MONO SLIM 60 P-Z, W | MONO SLIM |  |  | 60W | 3000K/4000K | 3274351ZB | 8585054423057 | LED2 3274351ZB MONO SLIM 60 P-Z, W 60W ZIGBEE 2CCT 3000K/4000K | 12106.05 | 10005 | 7.5 | WHITE | 9003 | METAL/PMMA | OPAL | 220-240V/50-60Hz | 2x 750 mA | ZIGBEE | N/A | 90+ | < 3 | L80B20 50.000h | 4200lm | 70lm/W | 125lm/W | N/A | G | N/A | 160° | IP 20 | d600 mm | N/A | 60 mm | d600x60 mm | 2500 mm | N/A | 640x640x85 mm | 2 | 1 | N/A | N/A | 0.034816 | 3.8 | 4.8
MONO SLIM 60 P-Z, B | MONO SLIM |  |  | 60W | 3000K/4000K | 3274353 | 8585054423064 | LED2 3274353 MONO SLIM 60 P-Z, B 60W 2CCT 3000K/4000K | 6316.2 | 5220 | 7.5 | BLACK | 9017 | METAL/PMMA | OPAL | 220-240V/50-60Hz | 2x 750 mA | ON/OFF | N/A | 90+ | < 3 | L80B20 50.000h | 4200lm | 70lm/W | 125lm/W | N/A | G | N/A | 160° | IP 20 | d600 mm | N/A | 60 mm | d600x60 mm | 2500 mm | N/A | 640x640x85 mm | 2 | 1 | N/A | N/A | 0.034816 | 3.8 | 4.8
MONO SLIM 60 P-Z, B | MONO SLIM |  |  | 60W | 3000K/4000K | 3274353D | 8585054423071 | LED2 3274353D MONO SLIM 60 P-Z, B DALI/PUSH DIM 60W 2CCT 3000K/4000K | 9123.4 | 7540 | 7.5 | BLACK | 9017 | METAL/PMMA | OPAL | 220-240V/50-60Hz | 2x 750 mA | DALI/PUSH | N/A | 90+ | < 3 | L80B20 50.000h | 4200lm | 70lm/W | 125lm/W | N/A | G | N/A | 160° | IP 20 | d600 mm | N/A | 60 mm | d600x60 mm | 2500 mm | N/A | 640x640x85 mm | 2 | 1 | N/A | N/A | 0.034816 | 3.8 | 4.8
MONO SLIM 60 P-Z, B | MONO SLIM |  |  | 60W | 3000K/4000K | 3274353DT | 8585054428205 | LED2 3274353DT MONO SLIM 60 P-Z, B TRIAC DIM 60W 2CCT 3000K/4000K | 7509.26 | 6206 | 7.5 | BLACK | 9017 | METAL/PMMA | OPAL | 220-240V/50-60Hz | 2x 750 mA | TRIAC | N/A | 90+ | < 3 | L80B20 50.000h | 4200lm | 70lm/W | 125lm/W | N/A | G | N/A | 160° | IP 20 | d600 mm | N/A | 60 mm | d600x60 mm | 2500 mm | N/A | 640x640x85 mm | 2 | 1 | N/A | N/A | 0.034816 | 3.8 | 4.8
MONO SLIM 60 P-Z, B | MONO SLIM |  |  | 60W | 3000K/4000K | 3274353CS | 8585054423088 | LED2 3274353CS MONO SLIM 60 P-Z, B 60W CASAMBI 2CCT 3000K/4000K | 14597.44 | 12064 | 7.5 | BLACK | 9017 | METAL/PMMA | OPAL | 220-240V/50-60Hz | 2x 750 mA | CASAMBI | N/A | 90+ | < 3 | L80B20 50.000h | 4200lm | 70lm/W | 125lm/W | N/A | G | N/A | 160° | IP 20 | d600 mm | N/A | 60 mm | d600x60 mm | 2500 mm | N/A | 640x640x85 mm | 2 | 1 | N/A | N/A | 0.034816 | 3.8 | 4.8
MONO SLIM 60 P-Z, B | MONO SLIM |  |  | 60W | 3000K/4000K | 3274353ZB | 8585054423095 | LED2 3274353ZB MONO SLIM 60 P-Z, B 60W ZIGBEE 2CCT 3000K/4000K | 12106.05 | 10005 | 7.5 | BLACK | 9017 | METAL/PMMA | OPAL | 220-240V/50-60Hz | 2x 750 mA | ZIGBEE | N/A | 90+ | < 3 | L80B20 50.000h | 4200lm | 70lm/W | 125lm/W | N/A | G | N/A | 160° | IP 20 | d600 mm | N/A | 60 mm | d600x60 mm | 2500 mm | N/A | 640x640x85 mm | 2 | 1 | N/A | N/A | 0.034816 | 3.8 | 4.8
MONO SLIM 80 P-Z, W | MONO SLIM |  |  | 80W | 3000K/4000K | 3274451 | 8585054423101 | LED2 3274451 MONO SLIM 80 P-Z, W 80W 2CCT 3000K/4000K | 9649.75 | 7975 | 7.5 | WHITE | 9003 | METAL/PMMA | OPAL | 220-240V/50-60Hz | 2x 950 mA | ON/OFF | N/A | 90+ | < 3 | L80B20 50.000h | 5600lm | 70lm/W | 125lm/W | N/A | G | N/A | 160° | IP 20 | d800 mm | N/A | 60 mm | d800x60 mm | 2500 mm | N/A | 840x840x85 mm | 2 | 1 | N/A | N/A | 0.059976 | 5.6 | 7.4
MONO SLIM 80 P-Z, W | MONO SLIM |  |  | 80W | 3000K/4000K | 3274451D | 8585054423118 | LED2 3274451D MONO SLIM 80 P-Z, W DALI/PUSH DIM 80W 2CCT 3000K/4000K | 12456.95 | 10295 | 7.5 | WHITE | 9003 | METAL/PMMA | OPAL | 220-240V/50-60Hz | 2x 950 mA | DALI/PUSH | N/A | 90+ | < 3 | L80B20 50.000h | 5600lm | 70lm/W | 125lm/W | N/A | G | N/A | 160° | IP 20 | d800 mm | N/A | 60 mm | d800x60 mm | 2500 mm | N/A | 840x840x85 mm | 2 | 1 | N/A | N/A | 0.059976 | 5.6 | 7.4
MONO SLIM 80 P-Z, W | MONO SLIM |  |  | 80W | 3000K/4000K | 3274451DT | 8585054428212 | LED2 3274451DT MONO SLIM 80 P-Z, W TRIAC DIM 80W 2CCT 3000K/4000K | 10842.81 | 8961 | 7.5 | WHITE | 9003 | METAL/PMMA | OPAL | 220-240V/50-60Hz | 2x 950 mA | TRIAC | N/A | 90+ | < 3 | L80B20 50.000h | 5600lm | 70lm/W | 125lm/W | N/A | G | N/A | 160° | IP 20 | d800 mm | N/A | 60 mm | d800x60 mm | 2500 mm | N/A | 840x840x85 mm | 2 | 1 | N/A | N/A | 0.059976 | 5.6 | 7.4
MONO SLIM 80 P-Z, W | MONO SLIM |  |  | 80W | 3000K/4000K | 3274451CS | 8585054423125 | LED2 3274451CS MONO SLIM 80 P-Z, W 80W CASAMBI 2CCT 3000K/4000K | 16808.11 | 13891 | 7.5 | WHITE | 9003 | METAL/PMMA | OPAL | 220-240V/50-60Hz | 2x 950 mA | CASAMBI | N/A | 90+ | < 3 | L80B20 50.000h | 5600lm | 70lm/W | 125lm/W | N/A | G | N/A | 160° | IP 20 | d800 mm | N/A | 60 mm | d800x60 mm | 2500 mm | N/A | 840x840x85 mm | 2 | 1 | N/A | N/A | 0.059976 | 5.6 | 7.4
MONO SLIM 80 P-Z, W | MONO SLIM |  |  | 80W | 3000K/4000K | 3274451ZB | 8585054423132 | LED2 3274451ZB MONO SLIM 80 P-Z, W 80W ZIGBEE 2CCT 3000K/4000K | 15439.6 | 12760 | 7.5 | WHITE | 9003 | METAL/PMMA | OPAL | 220-240V/50-60Hz | 2x 950 mA | ZIGBEE | N/A | 90+ | < 3 | L80B20 50.000h | 5600lm | 70lm/W | 125lm/W | N/A | G | N/A | 160° | IP 20 | d800 mm | N/A | 60 mm | d800x60 mm | 2500 mm | N/A | 840x840x85 mm | 2 | 1 | N/A | N/A | 0.059976 | 5.6 | 7.4
MONO SLIM 80 P-Z, B | MONO SLIM |  |  | 80W | 3000K/4000K | 3274453 | 8585054423149 | LED2 3274453 MONO SLIM 80 P-Z, B 80W 2CCT 3000K/4000K | 9649.75 | 7975 | 7.5 | BLACK | 9017 | METAL/PMMA | OPAL | 220-240V/50-60Hz | 2x 950 mA | ON/OFF | N/A | 90+ | < 3 | L80B20 50.000h | 5600lm | 70lm/W | 125lm/W | N/A | G | N/A | 160° | IP 20 | d800 mm | N/A | 60 mm | d800x60 mm | 2500 mm | N/A | 840x840x85 mm | 2 | 1 | N/A | N/A | 0.059976 | 5.6 | 7.4
MONO SLIM 80 P-Z, B | MONO SLIM |  |  | 80W | 3000K/4000K | 3274453D | 8585054423156 | LED2 3274453D MONO SLIM 80 P-Z, B DALI/PUSH DIM 80W 2CCT 3000K/4000K | 12456.95 | 10295 | 7.5 | BLACK | 9017 | METAL/PMMA | OPAL | 220-240V/50-60Hz | 2x 950 mA | DALI/PUSH | N/A | 90+ | < 3 | L80B20 50.000h | 5600lm | 70lm/W | 125lm/W | N/A | G | N/A | 160° | IP 20 | d800 mm | N/A | 60 mm | d800x60 mm | 2500 mm | N/A | 840x840x85 mm | 2 | 1 | N/A | N/A | 0.059976 | 5.6 | 7.4
MONO SLIM 80 P-Z, B | MONO SLIM |  |  | 80W | 3000K/4000K | 3274453DT | 8585054428229 | LED2 3274453DT MONO SLIM 80 P-Z, B TRIAC DIM 80W 2CCT 3000K/4000K | 10842.81 | 8961 | 7.5 | BLACK | 9017 | METAL/PMMA | OPAL | 220-240V/50-60Hz | 2x 950 mA | TRIAC | N/A | 90+ | < 3 | L80B20 50.000h | 5600lm | 70lm/W | 125lm/W | N/A | G | N/A | 160° | IP 20 | d800 mm | N/A | 60 mm | d800x60 mm | 2500 mm | N/A | 840x840x85 mm | 2 | 1 | N/A | N/A | 0.059976 | 5.6 | 7.4
MONO SLIM 80 P-Z, B | MONO SLIM |  |  | 80W | 3000K/4000K | 3274453CS | 8585054423163 | LED2 3274453CS MONO SLIM 80 P-Z, B 80W CASAMBI 2CCT 3000K/4000K | 16808.11 | 13891 | 7.5 | BLACK | 9017 | METAL/PMMA | OPAL | 220-240V/50-60Hz | 2x 950 mA | CASAMBI | N/A | 90+ | < 3 | L80B20 50.000h | 5600lm | 70lm/W | 125lm/W | N/A | G | N/A | 160° | IP 20 | d800 mm | N/A | 60 mm | d800x60 mm | 2500 mm | N/A | 840x840x85 mm | 2 | 1 | N/A | N/A | 0.059976 | 5.6 | 7.4
MONO SLIM 80 P-Z, B | MONO SLIM |  |  | 80W | 3000K/4000K | 3274453ZB | 8585054423170 | LED2 3274453ZB MONO SLIM 80 P-Z, B 80W ZIGBEE 2CCT 3000K/4000K | 15439.6 | 12760 | 7.5 | BLACK | 9017 | METAL/PMMA | OPAL | 220-240V/50-60Hz | 2x 950 mA | ZIGBEE | N/A | 90+ | < 3 | L80B20 50.000h | 5600lm | 70lm/W | 125lm/W | N/A | G | N/A | 160° | IP 20 | d800 mm | N/A | 60 mm | d800x60 mm | 2500 mm | N/A | 840x840x85 mm | 2 | 1 | N/A | N/A | 0.059976 | 5.6 | 7.4
MONO 40 P-Z, W | MONO |  |  | 30W | 3000K/4000K | 3271251 | 8585054403608 | LED2 3271251 MONO 40 P-Z, W 30W 2CCT 3000K/4000K | 4842.42 | 4002 | 4 | WHITE | 9003 | METAL/PMMA | OPAL | 220-240V/50-60Hz | 750 mA | ON/OFF | N/A | 90+ | < 3 | L80B20 50.000h | 1900lm | 63lm/W | 146lm/w | N/A | G | N/A | 160° | IP 20 | d400 mm | N/A | 100 mm | d400x100 mm | 2500 mm | N/A | 435x435x145 mm | 2 | 1 | N/A | N/A | 0.027438 | 3 | 3.4
MONO 40 P-Z, W | MONO |  |  | 30W | 3000K/4000K | 3271251D | 8585054404896 | LED2 3271251D MONO 40 P-Z, W DALI/PUSH DIM 30W 2CCT 3000K/4000K | 6316.2 | 5220 | 4 | WHITE | 9003 | METAL/PMMA | OPAL | 220-240V/50-60Hz | 750 mA | DALI/PUSH | N/A | 90+ | < 3 | L80B20 50.000h | 1900lm | 63lm/W | 146lm/w | N/A | G | N/A | 160° | IP 20 | d400 mm | N/A | 100 mm | d400x100 mm | 2500 mm | N/A | 435x435x145 mm | 2 | 1 | N/A | N/A | 0.027438 | 3 | 3.4
MONO 40 P-Z, W | MONO |  |  | 30W | 3000K/4000K | 3271251DT | 8585054411993 | LED2 3271251DT MONO 40 P-Z, W TRIAC DIM 30W 2CCT 3000K/4000K | 5860.03 | 4843 | 4 | WHITE | 9003 | METAL/PMMA | OPAL | 220-240V/50-60Hz | 750 mA | TRIAC | N/A | 90+ | < 3 | L80B20 50.000h | 1900lm | 63lm/W | 146lm/w | N/A | G | N/A | 160° | IP 20 | d400 mm | N/A | 100 mm | d400x100 mm | 2500 mm | N/A | 435x435x145 mm | 2 | 1 | N/A | N/A | 0.027438 | 3 | 3.4
MONO 40 P-Z, W | MONO |  |  | 30W | 3000K-4000K | 3271251DTW | 8585054420223 | LED2 3271251DTW MONO 40 P-Z, W 30W DALI TW 3000K-4000K | 6456.56 | 5336 | 4 | WHITE | 9003 | METAL/PMMA | OPAL | 220-240V/50-60Hz | 750 mA | DALI TW/PUSH TW | N/A | 90+ | < 3 | L80B20 50.000h | 1900lm | 63lm/W | 146lm/w | N/A | G | N/A | 160° | IP 20 | d400 mm | N/A | 100 mm | d400x100 mm | 2500 mm | N/A | 435x435x145 mm | 2 | 1 | N/A | N/A | 0.027438 | 3 | 3.4
MONO 40 P-Z, W | MONO |  |  | 30W | 3000K-4000K | 3271251CSTW | 8585054420230 | LED2 3271251CSTW MONO 40 P-Z, W 30W CASAMBI TW 3000K-4000K | 11930.6 | 9860 | 4 | WHITE | 9003 | METAL/PMMA | OPAL | 220-240V/50-60Hz | 750 mA | CASAMBI TW | N/A | 90+ | < 3 | L80B20 50.000h | 1900lm | 63lm/W | 146lm/w | N/A | G | N/A | 160° | IP 20 | d400 mm | N/A | 100 mm | d400x100 mm | 2500 mm | N/A | 435x435x145 mm | 2 | 1 | N/A | N/A | 0.027438 | 3 | 3.4
MONO 40 P-Z, W | MONO |  |  | 30W | 3000K-4000K | 3271251ZBTW | 8585054420247 | LED2 3271251ZBTW MONO 40 P-Z, W 30W ZIGBEE TW 3000K-4000K | 7123.27 | 5887 | 4 | WHITE | 9003 | METAL/PMMA | OPAL | 220-240V/50-60Hz | 750 mA | ZIGBEE TW | N/A | 90+ | < 3 | L80B20 50.000h | 1900lm | 63lm/W | 146lm/w | N/A | G | N/A | 160° | IP 20 | d400 mm | N/A | 100 mm | d400x100 mm | 2500 mm | N/A | 435x435x145 mm | 2 | 1 | N/A | N/A | 0.027438 | 3 | 3.4
MONO 40 P-Z, B | MONO |  |  | 30W | 3000K/4000K | 3271253 | 8585054403615 | LED2 3271253 MONO 40 P-Z, B 30W 2CCT 3000K/4000K | 4842.42 | 4002 | 4 | BLACK | 9017 | METAL/PMMA | OPAL | 220-240V/50-60Hz | 750 mA | ON/OFF | N/A | 90+ | < 3 | L80B20 50.000h | 1900lm | 63lm/W | 146lm/w | N/A | G | N/A | 160° | IP 20 | d400 mm | N/A | 100 mm | d400x100 mm | 2500 mm | N/A | 435x435x145 mm | 2 | 1 | N/A | N/A | 0.027438 | 3 | 3.4
MONO 40 P-Z, B | MONO |  |  | 30W | 3000K/4000K | 3271253D | 8585054404902 | LED2 3271253D MONO 40 P-Z, B DALI/PUSH DIM 30W 2CCT 3000K/4000K | 6316.2 | 5220 | 4 | BLACK | 9017 | METAL/PMMA | OPAL | 220-240V/50-60Hz | 750 mA | DALI/PUSH | N/A | 90+ | < 3 | L80B20 50.000h | 1900lm | 63lm/W | 146lm/w | N/A | G | N/A | 160° | IP 20 | d400 mm | N/A | 100 mm | d400x100 mm | 2500 mm | N/A | 435x435x145 mm | 2 | 1 | N/A | N/A | 0.027438 | 3 | 3.4
MONO 40 P-Z, B | MONO |  |  | 30W | 3000K/4000K | 3271253DT | 8585054412006 | LED2 3271253DT MONO 40 P-Z, B TRIAC DIM 30W 2CCT 3000K/4000K | 5860.03 | 4843 | 4 | BLACK | 9017 | METAL/PMMA | OPAL | 220-240V/50-60Hz | 750 mA | TRIAC | N/A | 90+ | < 3 | L80B20 50.000h | 1900lm | 63lm/W | 146lm/w | N/A | G | N/A | 160° | IP 20 | d400 mm | N/A | 100 mm | d400x100 mm | 2500 mm | N/A | 435x435x145 mm | 2 | 1 | N/A | N/A | 0.027438 | 3 | 3.4
MONO 40 P-Z, B | MONO |  |  | 30W | 3000K-4000K | 3271253DTW | 8585054420261 | LED2 3271253DTW MONO 40 P-Z, B 30W DALI TW 3000K-4000K | 6456.56 | 5336 | 4 | BLACK | 9017 | METAL/PMMA | OPAL | 220-240V/50-60Hz | 750 mA | DALI TW/PUSH TW | N/A | 90+ | < 3 | L80B20 50.000h | 1900lm | 63lm/W | 146lm/w | N/A | G | N/A | 160° | IP 20 | d400 mm | N/A | 100 mm | d400x100 mm | 2500 mm | N/A | 435x435x145 mm | 2 | 1 | N/A | N/A | 0.027438 | 3 | 3.4
MONO 40 P-Z, B | MONO |  |  | 30W | 3000K-4000K | 3271253CSTW | 8585054420278 | LED2 3271253CSTW MONO 40 P-Z, B 30W CASAMBI TW 3000K-4000K | 11930.6 | 9860 | 4 | BLACK | 9017 | METAL/PMMA | OPAL | 220-240V/50-60Hz | 750 mA | CASAMBI TW | N/A | 90+ | < 3 | L80B20 50.000h | 1900lm | 63lm/W | 146lm/w | N/A | G | N/A | 160° | IP 20 | d400 mm | N/A | 100 mm | d400x100 mm | 2500 mm | N/A | 435x435x145 mm | 2 | 1 | N/A | N/A | 0.027438 | 3 | 3.4
MONO 40 P-Z, B | MONO |  |  | 30W | 3000K-4000K | 3271253ZBTW | 8585054420285 | LED2 3271253ZBTW MONO 40 P-Z, B 30W ZIGBEE TW 3000K-4000K | 7123.27 | 5887 | 4 | BLACK | 9017 | METAL/PMMA | OPAL | 220-240V/50-60Hz | 750 mA | ZIGBEE TW | N/A | 90+ | < 3 | L80B20 50.000h | 1900lm | 63lm/W | 146lm/w | N/A | G | N/A | 160° | IP 20 | d400 mm | N/A | 100 mm | d400x100 mm | 2500 mm | N/A | 435x435x145 mm | 2 | 1 | N/A | N/A | 0.027438 | 3 | 3.4
MONO 60 P-Z, W | MONO |  |  | 60W | 3000K/4000K | 3271351D | 8585054406234 | LED2 3271351D MONO 60 P-Z, W DALI/PUSH DIM 60W 2CCT 3000K/4000K | 12000.78 | 9918 | 7.5 | WHITE | 9003 | METAL/PMMA | OPAL | 220-240V/50-60Hz | 1500 mA | DALI/PUSH | N/A | 90+ | < 3 | L80B20 50.000h | 3900lm | 65lm/W | 131lm/W | N/A | G | N/A | 160° | IP 20 | d600 mm | N/A | 100 mm | d600x100 mm | 2500 mm | N/A | 650x640x140 mm | 2 | 1 | N/A | N/A | 0.05824 | 4.9 | 5.9
MONO 60 P-Z, W | MONO |  |  | 60W | 3000K/4000K | 3271351DT | 8585054412013 | LED2 3271351DT MONO 60 P-Z, W TRIAC DIM 60W 2CCT 3000K/4000K | 10035.74 | 8294 | 7.5 | WHITE | 9003 | METAL/PMMA | OPAL | 220-240V/50-60Hz | 2x 750 mA | TRIAC | N/A | 90+ | < 3 | L80B20 50.000h | 3900lm | 65lm/W | 131lm/W | N/A | G | N/A | 160° | IP 20 | d600 mm | N/A | 100 mm | d600x100 mm | 2500 mm | N/A | 650x640x140 mm | 2 | 1 | N/A | N/A | 0.05824 | 4.9 | 5.9
MONO 60 P-Z, W | MONO |  |  | 60W | 3000K-4000K | 3271351DTW | 8585054420308 | LED2 3271351DTW MONO 60 P-Z, W 60W DALI TW 3000K-4000K | 13264.02 | 10962 | 7.5 | WHITE | 9003 | METAL/PMMA | OPAL | 220-240V/50-60Hz | 2x 750 mA | DALI TW/PUSH TW | N/A | 90+ | < 3 | L80B20 50.000h | 3900lm | 65lm/W | 131lm/W | N/A | G | N/A | 160° | IP 20 | d600 mm | N/A | 100 mm | d600x100 mm | 2500 mm | N/A | 650x640x140 mm | 2 | 1 | N/A | N/A | 0.05824 | 4.9 | 5.9
MONO 60 P-Z, W | MONO |  |  | 60W | 3000K-4000K | 3271351CSTW | 8585054420315 | LED2 3271351CSTW MONO 60 P-Z, W 60W CASAMBI TW 3000K-4000K | 18738.06 | 15486 | 7.5 | WHITE | 9003 | METAL/PMMA | OPAL | 220-240V/50-60Hz | 2x 750 mA | CASAMBI TW | N/A | 90+ | < 3 | L80B20 50.000h | 3900lm | 65lm/W | 131lm/W | N/A | G | N/A | 160° | IP 20 | d600 mm | N/A | 100 mm | d600x100 mm | 2500 mm | N/A | 650x640x140 mm | 2 | 1 | N/A | N/A | 0.05824 | 4.9 | 5.9
MONO 60 P-Z, W | MONO |  |  | 60W | 3000K-4000K | 3271351ZBTW | 8585054420322 | LED2 3271351ZBTW MONO 60 P-Z, W 60W ZIGBEE TW 3000K-4000K | 16246.67 | 13427 | 7.5 | WHITE | 9003 | METAL/PMMA | OPAL | 220-240V/50-60Hz | 1500 mA | ZIGBEE TW | N/A | 90+ | < 3 | L80B20 50.000h | 3900lm | 65lm/W | 131lm/W | N/A | G | N/A | 160° | IP 20 | d600 mm | N/A | 100 mm | d600x100 mm | 2500 mm | N/A | 650x640x140 mm | 2 | 1 | N/A | N/A | 0.05824 | 4.9 | 5.9
MONO 60 P-Z, B | MONO |  |  | 60W | 3000K/4000K | 3271353D | 8585054404933 | LED2 3271353D MONO 60 P-Z, B DALI/PUSH DIM 60W 2CCT 3000K/4000K | 12000.78 | 9918 | 7.5 | BLACK | 9017 | METAL/PMMA | OPAL | 220-240V/50-60Hz | 1500 mA | DALI/PUSH | N/A | 90+ | < 3 | L80B20 50.000h | 3900lm | 65lm/W | 131lm/W | N/A | G | N/A | 160° | IP 20 | d600 mm | N/A | 100 mm | d600x100 mm | 2500 mm | N/A | 650x640x140 mm | 2 | 1 | N/A | N/A | 0.05824 | 4.9 | 5.9
MONO 60 P-Z, B | MONO |  |  | 60W | 3000K/4000K | 3271353DT | 8585054412020 | LED2 3271353DT MONO 60 P-Z, B TRIAC DIM 60W 2CCT 3000K/4000K | 10035.74 | 8294 | 7.5 | BLACK | 9017 | METAL/PMMA | OPAL | 220-240V/50-60Hz | 2x 750 mA | TRIAC | N/A | 90+ | < 3 | L80B20 50.000h | 3900lm | 65lm/W | 131lm/W | N/A | G | N/A | 160° | IP 20 | d600 mm | N/A | 100 mm | d600x100 mm | 2500 mm | N/A | 650x640x140 mm | 2 | 1 | N/A | N/A | 0.05824 | 4.9 | 5.9
MONO 60 P-Z, B | MONO |  |  | 60W | 3000K-4000K | 3271353DTW | 8585054420346 | LED2 3271353DTW MONO 60 P-Z, B 60W DALI TW 3000K-4000K | 13264.02 | 10962 | 7.5 | BLACK | 9017 | METAL/PMMA | OPAL | 220-240V/50-60Hz | 2x 750 mA | DALI TW/PUSH TW | N/A | 90+ | < 3 | L80B20 50.000h | 3900lm | 65lm/W | 131lm/W | N/A | G | N/A | 160° | IP 20 | d600 mm | N/A | 100 mm | d600x100 mm | 2500 mm | N/A | 650x640x140 mm | 2 | 1 | N/A | N/A | 0.05824 | 4.9 | 5.9
MONO 60 P-Z, B | MONO |  |  | 60W | 3000K-4000K | 3271353CSTW | 8585054420353 | LED2 3271353CSTW MONO 60 P-Z, B 60W CASAMBI TW 3000K-4000K | 18738.06 | 15486 | 7.5 | BLACK | 9017 | METAL/PMMA | OPAL | 220-240V/50-60Hz | 2x 750 mA | CASAMBI TW | N/A | 90+ | < 3 | L80B20 50.000h | 3900lm | 65lm/W | 131lm/W | N/A | G | N/A | 160° | IP 20 | d600 mm | N/A | 100 mm | d600x100 mm | 2500 mm | N/A | 650x640x140 mm | 2 | 1 | N/A | N/A | 0.05824 | 4.9 | 5.9
MONO 60 P-Z, B | MONO |  |  | 60W | 3000K-4000K | 3271353ZBTW | 8585054420360 | LED2 3271353ZBTW MONO 60 P-Z, B 60W ZIGBEE TW 3000K-4000K | 16246.67 | 13427 | 7.5 | BLACK | 9017 | METAL/PMMA | OPAL | 220-240V/50-60Hz | 1500 mA | ZIGBEE TW | N/A | 90+ | < 3 | L80B20 50.000h | 3900lm | 65lm/W | 131lm/W | N/A | G | N/A | 160° | IP 20 | d600 mm | N/A | 100 mm | d600x100 mm | 2500 mm | N/A | 650x640x140 mm | 2 | 1 | N/A | N/A | 0.05824 | 4.9 | 5.9
MONO 80 P-Z, W | MONO |  |  | 100W | 3000K/4000K | 3271451D | 8585054412075 | LED2 3271451D MONO 80 P-Z, W DALI/PUSH DIM 100W 2CCT 3000K/4000K | 19299.5 | 15950 | 7.5 | WHITE | 9003 | METAL/PMMA | OPAL | 220-240V/50-60Hz | 2x 1300 mA | DALI/PUSH | N/A | 90+ | < 3 | L80B20 50.000h | 6400lm | 64lm/W | 130lm/W | N/A | G | N/A | 160° | IP 20 | d800 mm | N/A | 100 mm | d800x100 mm | 2500 mm | N/A | 845x845x140 mm | 2 | 1 | N/A | N/A | 0.099964 | 7.3 | 9.1
MONO 80 P-Z, W | MONO |  |  | 100W | 3000K/4000K | 3271451DT | 8585054412082 | LED2 3271451DT MONO 80 P-Z, W TRIAC DIM 100W 2CCT 3000K/4000K | 15369.42 | 12702 | 7.5 | WHITE | 9003 | METAL/PMMA | OPAL | 220-240V/50-60Hz | 2x 1300 mA | TRIAC | N/A | 90+ | < 3 | L80B20 50.000h | 6400lm | 64lm/W | 130lm/W | N/A | G | N/A | 160° | IP 20 | d800 mm | N/A | 100 mm | d800x100 mm | 2500 mm | N/A | 845x845x140 mm | 2 | 1 | N/A | N/A | 0.099964 | 7.3 | 9.1
MONO 80 P-Z, W | MONO |  |  | 100W | 3000K-4000K | 3271451DTW | 8585054420384 | LED2 3271451DTW MONO 80 P-Z, W 100W DALI TW 3000K-4000K | 18597.7 | 15370 | 7.5 | WHITE | 9003 | METAL/PMMA | OPAL | 220-240V/50-60Hz | 2x 1300 mA | DALI TW/PUSH TW | N/A | 90+ | < 3 | L80B20 50.000h | 6400lm | 64lm/W | 130lm/W | N/A | G | N/A | 160° | IP 20 | d800 mm | N/A | 100 mm | d800x100 mm | 2500 mm | N/A | 845x845x140 mm | 2 | 1 | N/A | N/A | 0.099964 | 7.3 | 9.1
MONO 80 P-Z, W | MONO |  |  | 100W | 3000K-4000K | 3271451CSTW | 8585054420391 | LED2 3271451CSTW MONO 80 P-Z, W 100W CASAMBI TW 3000K-4000K | 24071.74 | 19894 | 7.5 | WHITE | 9003 | METAL/PMMA | OPAL | 220-240V/50-60Hz | 2x 1300 mA | CASAMBI TW | N/A | 90+ | < 3 | L80B20 50.000h | 6400lm | 64lm/W | 130lm/W | N/A | G | N/A | 160° | IP 20 | d800 mm | N/A | 100 mm | d800x100 mm | 2500 mm | N/A | 845x845x140 mm | 2 | 1 | N/A | N/A | 0.099964 | 7.3 | 9.1
MONO 80 P-Z, W | MONO |  |  | 100W | 3000K-4000K | 3271451ZBTW | 8585054420407 | LED2 3271451ZBTW MONO 80 P-Z, W 100W ZIGBEE TW 3000K-4000K | 21580.35 | 17835 | 7.5 | WHITE | 9003 | METAL/PMMA | OPAL | 220-240V/50-60Hz | 2x 1300 mA | ZIGBEE TW | N/A | 90+ | < 3 | L80B20 50.000h | 6400lm | 64lm/W | 130lm/W | N/A | G | N/A | 160° | IP 20 | d800 mm | N/A | 100 mm | d800x100 mm | 2500 mm | N/A | 845x845x140 mm | 2 | 1 | N/A | N/A | 0.099964 | 7.3 | 9.1
MONO 80 P-Z, B | MONO |  |  | 100W | 3000K/4000K | 3271453D | 8585054404964 | LED2 3271453D MONO 80 P-Z, B DALI/PUSH DIM 100W 2CCT 3000K/4000K | 19299.5 | 15950 | 7.5 | BLACK | 9017 | METAL/PMMA | OPAL | 220-240V/50-60Hz | 2x 1300 mA | DALI/PUSH | N/A | 90+ | < 3 | L80B20 50.000h | 6600lm | 66lm/W | 130lm/W | N/A | G | N/A | 160° | IP 20 | d800 mm | N/A | 100 mm | d800x100 mm | 2500 mm | N/A | 845x845x140 mm | 2 | 1 | N/A | N/A | 0.099964 | 7.3 | 9.1
MONO 80 P-Z, B | MONO |  |  | 100W | 3000K/4000K | 3271453DT | 8585054412099 | LED2 3271453DT MONO 80 P-Z, B TRIAC DIM 100W 2CCT 3000K/4000K | 15369.42 | 12702 | 7.5 | BLACK | 9017 | METAL/PMMA | OPAL | 220-240V/50-60Hz | 2x 1300 mA | TRIAC | N/A | 90+ | < 3 | L80B20 50.000h | 6600lm | 66lm/W | 130lm/W | N/A | G | N/A | 160° | IP 20 | d800 mm | N/A | 100 mm | d800x100 mm | 2500 mm | N/A | 845x845x140 mm | 2 | 1 | N/A | N/A | 0.099964 | 7.3 | 9.1
MONO 80 P-Z, B | MONO |  |  | 100W | 3000K-4000K | 3271453DTW | 8585054420421 | LED2 3271453DTW MONO 80 P-Z, B 100W DALI TW 3000K-4000K | 18597.7 | 15370 | 7.5 | BLACK | 9017 | METAL/PMMA | OPAL | 220-240V/50-60Hz | 2x 1300 mA | DALI TW/PUSH TW | N/A | 90+ | < 3 | L80B20 50.000h | 6600lm | 66lm/W | 130lm/W | N/A | G | N/A | 160° | IP 20 | d800 mm | N/A | 100 mm | d800x100 mm | 2500 mm | N/A | 845x845x140 mm | 2 | 1 | N/A | N/A | 0.099964 | 7.3 | 9.1
MONO 80 P-Z, B | MONO |  |  | 100W | 3000K-4000K | 3271453CSTW | 8585054420438 | LED2 3271453CSTW MONO 80 P-Z, B 100W CASAMBI TW 3000K-4000K | 24071.74 | 19894 | 7.5 | BLACK | 9017 | METAL/PMMA | OPAL | 220-240V/50-60Hz | 2x 1300 mA | CASAMBI TW | N/A | 90+ | < 3 | L80B20 50.000h | 6600lm | 66lm/W | 130lm/W | N/A | G | N/A | 160° | IP 20 | d800 mm | N/A | 100 mm | d800x100 mm | 2500 mm | N/A | 845x845x140 mm | 2 | 1 | N/A | N/A | 0.099964 | 7.3 | 9.1
MONO 80 P-Z, B | MONO |  |  | 100W | 3000K-4000K | 3271453ZBTW | 8585054420445 | LED2 3271453ZBTW MONO 80 P-Z, B 100W ZIGBEE TW 3000K-4000K | 21580.35 | 17835 | 7.5 | BLACK | 9017 | METAL/PMMA | OPAL | 220-240V/50-60Hz | 2x 1300 mA | ZIGBEE TW | N/A | 90+ | < 3 | L80B20 50.000h | 6600lm | 66lm/W | 130lm/W | N/A | G | N/A | 160° | IP 20 | d800 mm | N/A | 100 mm | d800x100 mm | 2500 mm | N/A | 845x845x140 mm | 2 | 1 | N/A | N/A | 0.099964 | 7.3 | 9.1
MONO 100 P-Z, W | MONO |  |  | 153W | 3000K/4000K | 3271551D | 8585054406241 | LED2 3271551D MONO 100 P-Z, W DALI/PUSH DIM 153W 2CCT 3000K/4000K | 34142.57 | 28217 | 7.5 | WHITE | 9003 | METAL/PMMA | OPAL | 220-240V/50-60Hz | 3x 1300 mA | DALI/PUSH | N/A | 90+ | < 3 | L80B20 50.000h | 10400lm | 68lm/W | 128lm/W | N/A | G | N/A | 160° | IP 20 | d1000 mm | N/A | 100 mm | d1000x100 mm | 2500 mm | N/A | 1085x1065x150 mm | 2 | 1 | N/A | N/A | 0.17333 | 12 | 14.5
MONO 100 P-Z, W | MONO |  |  | 153W | 3000K/4000K | 3271551DT | 8585054412136 | LED2 3271551DT MONO 100 P-Z, W TRIAC DIM 153W 2CCT 3000K/4000K | 28247.45 | 23345 | 7.5 | WHITE | 9003 | METAL/PMMA | OPAL | 220-240V/50-60Hz | 3x 1300 mA | TRIAC | N/A | 90+ | < 3 | L80B20 50.000h | 10400lm | 68lm/W | 128lm/W | N/A | G | N/A | 160° | IP 20 | d1000 mm | N/A | 100 mm | d1000x100 mm | 2500 mm | N/A | 1085x1065x150 mm | 2 | 1 | N/A | N/A | 0.17333 | 12 | 14.5
MONO 100 P-Z, W | MONO |  |  | 153W | 3000K-4000K | 3271551DTW | 8585054420469 | LED2 3271551DTW MONO 100 P-Z, W 153W DALI TW 3000K-4000K | 33089.87 | 27347 | 7.5 | WHITE | 9003 | METAL/PMMA | OPAL | 220-240V/50-60Hz | 3x 1300 mA | DALI TW/PUSH TW | N/A | 90+ | < 3 | L80B20 50.000h | 10400lm | 68lm/W | 128lm/W | N/A | G | N/A | 160° | IP 20 | d1000 mm | N/A | 100 mm | d1000x100 mm | 2500 mm | N/A | 1085x1065x150 mm | 2 | 1 | N/A | N/A | 0.17333 | 12 | 14.5
MONO 100 P-Z, W | MONO |  |  | 153W | 3000K-4000K | 3271551CSTW | 8585054420476 | LED2 3271551CSTW MONO 100 P-Z, W 153W CASAMBI TW 3000K-4000K | 38563.91 | 31871 | 7.5 | WHITE | 9003 | METAL/PMMA | OPAL | 220-240V/50-60Hz | 3x 1300 mA | CASAMBI TW | N/A | 90+ | < 3 | L80B20 50.000h | 10400lm | 68lm/W | 128lm/W | N/A | G | N/A | 160° | IP 20 | d1000 mm | N/A | 100 mm | d1000x100 mm | 2500 mm | N/A | 1085x1065x150 mm | 2 | 1 | N/A | N/A | 0.17333 | 12 | 14.5
MONO 100 P-Z, W | MONO |  |  | 153W | 3000K-4000K | 3271551ZBTW | 8585054420483 | LED2 3271551ZBTW MONO 100 P-Z, W 153W ZIGBEE TW 3000K-4000K | 36072.52 | 29812 | 7.5 | WHITE | 9003 | METAL/PMMA | OPAL | 220-240V/50-60Hz | 3x 1300 mA | ZIGBEE TW | N/A | 90+ | < 3 | L80B20 50.000h | 10400lm | 68lm/W | 128lm/W | N/A | G | N/A | 160° | IP 20 | d1000 mm | N/A | 100 mm | d1000x100 mm | 2500 mm | N/A | 1085x1065x150 mm | 2 | 1 | N/A | N/A | 0.17333 | 12 | 14.5
MONO 100 P-Z, B | MONO |  |  | 153W | 3000K/4000K | 3271553D | 8585054404995 | LED2 3271553D MONO 100 P-Z, B DALI/PUSH DIM 153W 2CCT 3000K/4000K | 34142.57 | 28217 | 7.5 | BLACK | 9017 | METAL/PMMA | OPAL | 220-240V/50-60Hz | 3x 1300 mA | DALI/PUSH | N/A | 90+ | < 3 | L80B20 50.000h | 10400lm | 68lm/W | 128lm/W | N/A | G | N/A | 160° | IP 20 | d1000 mm | N/A | 100 mm | d1000x100 mm | 2500 mm | N/A | 1085x1065x150 mm | 2 | 1 | N/A | N/A | 0.17333 | 12 | 14.5
MONO 100 P-Z, B | MONO |  |  | 153W | 3000K/4000K | 3271553DT | 8585054412150 | LED2 3271553DT MONO 100 P-Z, B TRIAC DIM 153W 2CCT 3000K/4000K | 28247.45 | 23345 | 7.5 | BLACK | 9017 | METAL/PMMA | OPAL | 220-240V/50-60Hz | 3x 1300 mA | TRIAC | N/A | 90+ | < 3 | L80B20 50.000h | 10400lm | 68lm/W | 128lm/W | N/A | G | N/A | 160° | IP 20 | d1000 mm | N/A | 100 mm | d1000x100 mm | 2500 mm | N/A | 1085x1065x150 mm | 2 | 1 | N/A | N/A | 0.17333 | 12 | 14.5
MONO 100 P-Z, B | MONO |  |  | 153W | 3000K-4000K | 3271553DTW | 8585054420506 | LED2 3271553DTW MONO 100 P-Z, B 153W DALI TW 3000K-4000K | 33089.87 | 27347 | 7.5 | BLACK | 9017 | METAL/PMMA | OPAL | 220-240V/50-60Hz | 3x 1300 mA | DALI TW/PUSH TW | N/A | 90+ | < 3 | L80B20 50.000h | 10400lm | 68lm/W | 128lm/W | N/A | G | N/A | 160° | IP 20 | d1000 mm | N/A | 100 mm | d1000x100 mm | 2500 mm | N/A | 1085x1065x150 mm | 2 | 1 | N/A | N/A | 0.17333 | 12 | 14.5
MONO 100 P-Z, B | MONO |  |  | 153W | 3000K-4000K | 3271553CSTW | 8585054420513 | LED2 3271553CSTW MONO 100 P-Z, B 153W CASAMBI TW 3000K-4000K | 38563.91 | 31871 | 7.5 | BLACK | 9017 | METAL/PMMA | OPAL | 220-240V/50-60Hz | 3x 1300 mA | CASAMBI TW | N/A | 90+ | < 3 | L80B20 50.000h | 10400lm | 68lm/W | 128lm/W | N/A | G | N/A | 160° | IP 20 | d1000 mm | N/A | 100 mm | d1000x100 mm | 2500 mm | N/A | 1085x1065x150 mm | 2 | 1 | N/A | N/A | 0.17333 | 12 | 14.5
MONO 100 P-Z, B | MONO |  |  | 153W | 3000K-4000K | 3271553ZBTW | 8585054420520 | LED2 3271553ZBTW MONO 100 P-Z, B 153W ZIGBEE TW 3000K-4000K | 36072.52 | 29812 | 7.5 | BLACK | 9017 | METAL/PMMA | OPAL | 220-240V/50-60Hz | 3x 1300 mA | ZIGBEE TW | N/A | 90+ | < 3 | L80B20 50.000h | 10400lm | 68lm/W | 128lm/W | N/A | G | N/A | 160° | IP 20 | d1000 mm | N/A | 100 mm | d1000x100 mm | 2500 mm | N/A | 1085x1065x150 mm | 2 | 1 | N/A | N/A | 0.17333 | 12 | 14.5
CANOPY 30, W | MONO |  |  | N/A | N/A | 6279301 | 8585054413836 | LED2 6279301 CANOPY 30, W | 1263.24 | 1044 |  | WHITE | 9003 | METAL | N/A | N/A | N/A | N/A | N/A | N/A | N/A | N/A | N/A | N/A | N/A | N/A | N/A | N/A | N/A | IP 20 | d300 mm | N/A | 45 mm | d300x45 mm | N/A | N/A | 360x360x90 mm | N/A | 10 | 18585054413833 | N/A | 0.011664 | 0.9 | 1.3
CANOPY 30, B | MONO |  |  | N/A | N/A | 6279303 | 8585054413843 | LED2 6279303 CANOPY 30, B | 1263.24 | 1044 |  | BLACK | 9017 | METAL | N/A | N/A | N/A | N/A | N/A | N/A | N/A | N/A | N/A | N/A | N/A | N/A | N/A | N/A | N/A | IP 20 | d300 mm | N/A | 45 mm | d300x45 mm | N/A | N/A | 360x360x90 mm | N/A | 10 | 18585054413840 | N/A | 0.011664 | 0.9 | 1.3
LINO 90 P-Z, W | LINO |  |  | 18-24W | 3000K/3500K/4000K | 3310151 | 8585054403820 | LED2 3310151 LINO 90 P-Z, W 18-24W 3CCT 3000K/3500/4000K | 6351.29 | 5249 | 7.5 | WHITE | 9016 | ALUMINIUM/PMMA | OPAL | 220-240V/50-60Hz | 450-600 mA | ON/OFF | N/A | 90+ | < 3 | L80B20 50.000h | 2070-2760lm | 115lm/W | 210lm/W | N/A | D | N/A | 96° | IP 20 | 900 mm | 65 mm | 85 mm | 900x65x85 mm | 2500 mm | N/A | 940x100x130 mm | 1 | 1 | N/A | N/A | 0.01222 | 2.3 | 3.1
LINO 90 P-Z, W | LINO |  |  | 24W | 3000K/3500K/4000K | 3310151D | 8585054405008 | LED2 3310151D LINO 90 P-Z, W DALI/PUSH DIM 24W 3CCT 3000K/3500/4000K | 8456.69 | 6989 | 7.5 | WHITE | 9016 | ALUMINIUM/PMMA | OPAL | 220-240V/50-60Hz | 600 mA | DALI/PUSH | N/A | 90+ | < 3 | L80B20 50.000h | 2760lm | 115lm/W | 210lm/W | N/A | D | N/A | 96° | IP 20 | 900 mm | 65 mm | 85 mm | 900x65x85 mm | 2500 mm | N/A | 940x100x130 mm | 1 | 1 | N/A | N/A | 0.01222 | 2.3 | 3.1
LINO 90 P-Z, W | LINO |  |  | 24W | 3000K-4000K | 3310151DTW | 8585054420551 | LED2 3310151DTW LINO 90 P-Z, W 24W DALI TW 3000K-4000K | 8456.69 | 6989 | 7.5 | WHITE | 9016 | ALUMINIUM/PMMA | OPAL | 220-240V/50-60Hz | 600 mA | DALI TW/PUSH TW | N/A | 90+ | < 3 | L80B20 50.000h | 2760lm | 115lm/W | 210lm/W | N/A | D | N/A | 96° | IP 20 | 900 mm | 65 mm | 85 mm | 900x65x85 mm | 2500 mm | N/A | 940x100x130 mm | 1 | 1 | N/A | N/A | 0.01222 | 2.3 | 3.1
LINO 90 P-Z, W | LINO |  |  | 24W | 3000K-4000K | 3310151CSTW | 8585054420568 | LED2 3310151CSTW LINO 90 P-Z, W 24W CASAMBI TW 3000K-4000K | 13930.73 | 11513 | 7.5 | WHITE | 9016 | ALUMINIUM/PMMA | OPAL | 220-240V/50-60Hz | 600 mA | CASAMBI TW | N/A | 90+ | < 3 | L80B20 50.000h | 2760lm | 115lm/W | 210lm/W | N/A | D | N/A | 96° | IP 20 | 900 mm | 65 mm | 85 mm | 900x65x85 mm | 2500 mm | N/A | 940x100x130 mm | 1 | 1 | N/A | N/A | 0.01222 | 2.3 | 3.1
LINO 90 P-Z, W | LINO |  |  | 24W | 3000K-4000K | 3310151ZBTW | 8585054420575 | LED2 3310151ZBTW LINO 90 P-Z, W 24W ZIGBEE TW 3000K-4000K | 9088.31 | 7511 | 7.5 | WHITE | 9016 | ALUMINIUM/PMMA | OPAL | 220-240V/50-60Hz | 600 mA | ZIGBEE TW | N/A | 90+ | < 3 | L80B20 50.000h | 2760lm | 115lm/W | 210lm/W | N/A | D | N/A | 96° | IP 20 | 900 mm | 65 mm | 85 mm | 900x65x85 mm | 2500 mm | N/A | 940x100x130 mm | 1 | 1 | N/A | N/A | 0.01222 | 2.3 | 3.1
LINO 90 P-Z, W | LINO |  |  | 18-24W | 3000K/3500K/4000K | 3313251 | 8585054421954 | LED2 3313251 LINO 90 P-Z, W PRISMA 18-24W 3CCT 3000K/3500/4000K | 6877.64 | 5684 | 7.5 | WHITE | 9016 | ALUMINIUM/PMMA | PRISMATIC | 220-240V/50-60Hz | 450-600 mA | ON/OFF | N/A | 90+ | < 3 | L80B20 50.000h | 2070-2760lm | 115lm/W | 210lm/W | N/A | D | N/A | 77° | IP 20 | 900 mm | 65 mm | 85 mm | 900x65x85 mm | 2500 mm | N/A | 940x100x130 mm | 1 | 1 | N/A | N/A | 0.01222 | 2.3 | 3.1
LINO 90 P-Z, W | LINO |  |  | 24W | 3000K/3500K/4000K | 3313251D | 8585054421961 | LED2 3313251D LINO 90 P-Z, W PRISMA 24W DALI/PUSH DIM 3CCT 3000K/3500/4000K | 8983.04 | 7424 | 7.5 | WHITE | 9016 | ALUMINIUM/PMMA | PRISMATIC | 220-240V/50-60Hz | 600 mA | DALI/PUSH | N/A | 90+ | < 3 | L80B20 50.000h | 2760lm | 115lm/W | 210lm/W | N/A | D | N/A | 77° | IP 20 | 900 mm | 65 mm | 85 mm | 900x65x85 mm | 2500 mm | N/A | 940x100x130 mm | 1 | 1 | N/A | N/A | 0.01222 | 2.3 | 3.1
LINO 90 P-Z, W | LINO |  |  | 24W | 3000K-4000K | 3313251DTW | 8585054421978 | LED2 3313251DTW LINO 90 P-Z, W PRISMA 24W DALI TW 3000K-4000K | 8983.04 | 7424 | 7.5 | WHITE | 9016 | ALUMINIUM/PMMA | PRISMATIC | 220-240V/50-60Hz | 600 mA | DALI TW/PUSH TW | N/A | 90+ | < 3 | L80B20 50.000h | 2760lm | 115lm/W | 210lm/W | N/A | D | N/A | 77° | IP 20 | 900 mm | 65 mm | 85 mm | 900x65x85 mm | 2500 mm | N/A | 940x100x130 mm | 1 | 1 | N/A | N/A | 0.01222 | 2.3 | 3.1
LINO 90 P-Z, W | LINO |  |  | 24W | 3000K-4000K | 3313251CSTW | 8585054421985 | LED2 3313251CSTW LINO 90 P-Z, W PRISMA 24W CASAMBI TW 3000K-4000K | 14457.08 | 11948 | 7.5 | WHITE | 9016 | ALUMINIUM/PMMA | PRISMATIC | 220-240V/50-60Hz | 600 mA | CASAMBI TW | N/A | 90+ | < 3 | L80B20 50.000h | 2760lm | 115lm/W | 210lm/W | N/A | D | N/A | 77° | IP 20 | 900 mm | 65 mm | 85 mm | 900x65x85 mm | 2500 mm | N/A | 940x100x130 mm | 1 | 1 | N/A | N/A | 0.01222 | 2.3 | 3.1
LINO 90 P-Z, W | LINO |  |  | 24W | 3000K-4000K | 3313251ZBTW | 8585054421992 | LED2 3313251ZBTW LINO 90 P-Z, W PRISMA 24W ZIGBEE TW 3000K-4000K | 9614.66 | 7946 | 7.5 | WHITE | 9016 | ALUMINIUM/PMMA | PRISMATIC | 220-240V/50-60Hz | 600 mA | ZIGBEE TW | N/A | 90+ | < 3 | L80B20 50.000h | 2760lm | 115lm/W | 210lm/W | N/A | D | N/A | 77° | IP 20 | 900 mm | 65 mm | 85 mm | 900x65x85 mm | 2500 mm | N/A | 940x100x130 mm | 1 | 1 | N/A | N/A | 0.01222 | 2.3 | 3.1
LINO 90 P-Z, B | LINO |  |  | 18-24W | 3000K/3500K/4000K | 3310153 | 8585054403837 | LED2 3310153 LINO 90 P-Z, B 18-24W 3CCT 3000K/3500/4000K | 6351.29 | 5249 | 7.5 | BLACK | 9005 | ALUMINIUM/PMMA | OPAL | 220-240V/50-60Hz | 450-600 mA | ON/OFF | N/A | 90+ | < 3 | L80B20 50.000h | 2070-2760lm | 115lm/W | 210lm/W | N/A | D | N/A | 96° | IP 20 | 900 mm | 65 mm | 85 mm | 900x65x85 mm | 2500 mm | N/A | 940x100x130 mm | 1 | 1 | N/A | N/A | 0.01222 | 2.3 | 3.1
LINO 90 P-Z, B | LINO |  |  | 24W | 3000K/3500K/4000K | 3310153D | 8585054405015 | LED2 3310153D LINO 90 P-Z, B DALI/PUSH DIM 24W 3CCT 3000K/3500/4000K | 8456.69 | 6989 | 7.5 | BLACK | 9005 | ALUMINIUM/PMMA | OPAL | 220-240V/50-60Hz | 600 mA | DALI/PUSH | N/A | 90+ | < 3 | L80B20 50.000h | 2760lm | 115lm/W | 210lm/W | N/A | D | N/A | 96° | IP 20 | 900 mm | 65 mm | 85 mm | 900x65x85 mm | 2500 mm | N/A | 940x100x130 mm | 1 | 1 | N/A | N/A | 0.01222 | 2.3 | 3.1
LINO 90 P-Z, B | LINO |  |  | 24W | 3000K-4000K | 3310153DTW | 8585054420599 | LED2 3310153DTW LINO 90 P-Z, B 24W DALI TW 3000K-4000K | 8456.69 | 6989 | 7.5 | BLACK | 9005 | ALUMINIUM/PMMA | OPAL | 220-240V/50-60Hz | 600 mA | DALI TW/PUSH TW | N/A | 90+ | < 3 | L80B20 50.000h | 2760lm | 115lm/W | 210lm/W | N/A | D | N/A | 96° | IP 20 | 900 mm | 65 mm | 85 mm | 900x65x85 mm | 2500 mm | N/A | 940x100x130 mm | 1 | 1 | N/A | N/A | 0.01222 | 2.3 | 3.1
LINO 90 P-Z, B | LINO |  |  | 24W | 3000K-4000K | 3310153CSTW | 8585054420605 | LED2 3310153CSTW LINO 90 P-Z, B 24W CASAMBI TW 3000K-4000K | 13930.73 | 11513 | 7.5 | BLACK | 9005 | ALUMINIUM/PMMA | OPAL | 220-240V/50-60Hz | 600 mA | CASAMBI TW | N/A | 90+ | < 3 | L80B20 50.000h | 2760lm | 115lm/W | 210lm/W | N/A | D | N/A | 96° | IP 20 | 900 mm | 65 mm | 85 mm | 900x65x85 mm | 2500 mm | N/A | 940x100x130 mm | 1 | 1 | N/A | N/A | 0.01222 | 2.3 | 3.1
LINO 90 P-Z, B | LINO |  |  | 24W | 3000K-4000K | 3310153ZBTW | 8585054420612 | LED2 3310153ZBTW LINO 90 P-Z, B 24W ZIGBEE TW 3000K-4000K | 9088.31 | 7511 | 7.5 | BLACK | 9005 | ALUMINIUM/PMMA | OPAL | 220-240V/50-60Hz | 600 mA | ZIGBEE TW | N/A | 90+ | < 3 | L80B20 50.000h | 2760lm | 115lm/W | 210lm/W | N/A | D | N/A | 96° | IP 20 | 900 mm | 65 mm | 85 mm | 900x65x85 mm | 2500 mm | N/A | 940x100x130 mm | 1 | 1 | N/A | N/A | 0.01222 | 2.3 | 3.1
LINO 90 P-Z, B | LINO |  |  | 18-24W | 3000K/3500K/4000K | 3313253 | 8585054422005 | LED2 3313253 LINO 90 P-Z, B PRISMA 18-24W 3CCT 3000K/3500/4000K | 6877.64 | 5684 | 7.5 | BLACK | 9005 | ALUMINIUM/PMMA | PRISMATIC | 220-240V/50-60Hz | 450-600 mA | ON/OFF | N/A | 90+ | < 3 | L80B20 50.000h | 2070-2760lm | 115lm/W | 210lm/W | N/A | D | N/A | 77° | IP 20 | 900 mm | 65 mm | 85 mm | 900x65x85 mm | 2500 mm | N/A | 940x100x130 mm | 1 | 1 | N/A | N/A | 0.01222 | 2.3 | 3.1
LINO 90 P-Z, B | LINO |  |  | 24W | 3000K/3500K/4000K | 3313253D | 8585054422012 | LED2 3313253D LINO 90 P-Z, B PRISMA 24W DALI/PUSH DIM 3CCT 3000K/3500/4000K | 8983.04 | 7424 | 7.5 | BLACK | 9005 | ALUMINIUM/PMMA | PRISMATIC | 220-240V/50-60Hz | 600 mA | DALI/PUSH | N/A | 90+ | < 3 | L80B20 50.000h | 2760lm | 115lm/W | 210lm/W | N/A | D | N/A | 77° | IP 20 | 900 mm | 65 mm | 85 mm | 900x65x85 mm | 2500 mm | N/A | 940x100x130 mm | 1 | 1 | N/A | N/A | 0.01222 | 2.3 | 3.1
LINO 90 P-Z, B | LINO |  |  | 24W | 3000K-4000K | 3313253DTW | 8585054422029 | LED2 3313253DTW LINO 90 P-Z, B PRISMA 24W DALI TW 3000K-4000K | 8983.04 | 7424 | 7.5 | BLACK | 9005 | ALUMINIUM/PMMA | PRISMATIC | 220-240V/50-60Hz | 600 mA | DALI TW/PUSH TW | N/A | 90+ | < 3 | L80B20 50.000h | 2760lm | 115lm/W | 210lm/W | N/A | D | N/A | 77° | IP 20 | 900 mm | 65 mm | 85 mm | 900x65x85 mm | 2500 mm | N/A | 940x100x130 mm | 1 | 1 | N/A | N/A | 0.01222 | 2.3 | 3.1
LINO 90 P-Z, B | LINO |  |  | 24W | 3000K-4000K | 3313253CSTW | 8585054422036 | LED2 3313253CSTW LINO 90 P-Z, B PRISMA 24W CASAMBI TW 3000K-4000K | 14457.08 | 11948 | 7.5 | BLACK | 9005 | ALUMINIUM/PMMA | PRISMATIC | 220-240V/50-60Hz | 600 mA | CASAMBI TW | N/A | 90+ | < 3 | L80B20 50.000h | 2760lm | 115lm/W | 210lm/W | N/A | D | N/A | 77° | IP 20 | 900 mm | 65 mm | 85 mm | 900x65x85 mm | 2500 mm | N/A | 940x100x130 mm | 1 | 1 | N/A | N/A | 0.01222 | 2.3 | 3.1
LINO 90 P-Z, B | LINO |  |  | 24W | 3000K-4000K | 3313253ZBTW | 8585054422043 | LED2 3313253ZBTW LINO 90 P-Z, B PRISMA 24W ZIGBEE TW 3000K-4000K | 9614.66 | 7946 | 7.5 | BLACK | 9005 | ALUMINIUM/PMMA | PRISMATIC | 220-240V/50-60Hz | 600 mA | ZIGBEE TW | N/A | 90+ | < 3 | L80B20 50.000h | 2760lm | 115lm/W | 210lm/W | N/A | D | N/A | 77° | IP 20 | 900 mm | 65 mm | 85 mm | 900x65x85 mm | 2500 mm | N/A | 940x100x130 mm | 1 | 1 | N/A | N/A | 0.01222 | 2.3 | 3.1
LINO 90 P/N-Z, W | LINO |  |  | 18-24W | 3000K/3500K/4000K | 3310251 | 8585054403844 | LED2 3310251 LINO 90 P/N-Z, W 18-24W 3CCT 3000K/3500/4000K | 7053.09 | 5829 | 7.5 | WHITE | 9016 | ALUMINIUM/PMMA | OPAL | 220-240V/50-60Hz | 450-600 mA | ON/OFF | N/A | 90+ | < 3 | L80B20 50.000h | 2070-2760lm | 115lm/W | 210lm/W | N/A | D | N/A | 96° | IP 20 | 900 mm | 65 mm | 85 mm | 900x65x85 mm | 2500 mm | N/A | 940x100x130 mm | 1 | 1 | N/A | N/A | 0.01222 | 2.3 | 3.1
LINO 90 P/N-Z, W | LINO |  |  | 24W | 3000K/3500K/4000K | 3310251D | 8585054405022 | LED2 3310251D LINO 90 P/N-Z, W DALI/PUSH DIM 24W 3CCT 3000K/3500/4000K | 9158.49 | 7569 | 7.5 | WHITE | 9016 | ALUMINIUM/PMMA | OPAL | 220-240V/50-60Hz | 600 mA | DALI/PUSH | N/A | 90+ | < 3 | L80B20 50.000h | 2760lm | 115lm/W | 210lm/W | N/A | D | N/A | 96° | IP 20 | 900 mm | 65 mm | 85 mm | 900x65x85 mm | 2500 mm | N/A | 940x100x130 mm | 1 | 1 | N/A | N/A | 0.01222 | 2.3 | 3.1
LINO 90 P/N-Z, W | LINO |  |  | 24W | 3000K-4000K | 3310251DTW | 8585054420636 | LED2 3310251DTW LINO 90 P/N-Z, W 24W DALI TW 3000K-4000K | 9158.49 | 7569 | 7.5 | WHITE | 9016 | ALUMINIUM/PMMA | OPAL | 220-240V/50-60Hz | 600 mA | DALI TW/PUSH TW | N/A | 90+ | < 3 | L80B20 50.000h | 2760lm | 115lm/W | 210lm/W | N/A | D | N/A | 96° | IP 20 | 900 mm | 65 mm | 85 mm | 900x65x85 mm | 2500 mm | N/A | 940x100x130 mm | 1 | 1 | N/A | N/A | 0.01222 | 2.3 | 3.1
LINO 90 P/N-Z, W | LINO |  |  | 24W | 3000K-4000K | 3310251CSTW | 8585054420643 | LED2 3310251CSTW LINO 90 P/N-Z, W 24W CASAMBI TW 3000K-4000K | 14632.53 | 12093 | 7.5 | WHITE | 9016 | ALUMINIUM/PMMA | OPAL | 220-240V/50-60Hz | 600 mA | CASAMBI TW | N/A | 90+ | < 3 | L80B20 50.000h | 2760lm | 115lm/W | 210lm/W | N/A | D | N/A | 96° | IP 20 | 900 mm | 65 mm | 85 mm | 900x65x85 mm | 2500 mm | N/A | 940x100x130 mm | 1 | 1 | N/A | N/A | 0.01222 | 2.3 | 3.1
LINO 90 P/N-Z, W | LINO |  |  | 24W | 3000K-4000K | 3310251ZBTW | 8585054420650 | LED2 3310251ZBTW LINO 90 P/N-Z, W 124W ZIGBEE TW 3000K-4000K | 9790.11 | 8091 | 7.5 | WHITE | 9016 | ALUMINIUM/PMMA | OPAL | 220-240V/50-60Hz | 600 mA | ZIGBEE TW | N/A | 90+ | < 3 | L80B20 50.000h | 2760lm | 115lm/W | 210lm/W | N/A | D | N/A | 96° | IP 20 | 900 mm | 65 mm | 85 mm | 900x65x85 mm | 2500 mm | N/A | 940x100x130 mm | 1 | 1 | N/A | N/A | 0.01222 | 2.3 | 3.1
LINO 90 P/N-Z, W | LINO |  |  | 18-24W | 3000K/3500K/4000K | 3313551 | 8585054422050 | LED2 3313551 LINO 90 P/N-Z, W PRISMA 18-24W 3CCT 3000K/3500/4000K | 7579.44 | 6264 | 7.5 | WHITE | 9016 | ALUMINIUM/PMMA | PRISMATIC | 220-240V/50-60Hz | 450-600 mA | ON/OFF | N/A | 90+ | < 3 | L80B20 50.000h | 2070-2760lm | 115lm/W | 210lm/W | N/A | D | < 19 | 77° | IP 20 | 900 mm | 65 mm | 85 mm | 900x65x85 mm | 2500 mm | N/A | 940x100x130 mm | 1 | 1 | N/A | N/A | 0.01222 | 2.3 | 3.1
LINO 90 P/N-Z, W | LINO |  |  | 24W | 3000K/3500K/4000K | 3313551D | 8585054422067 | LED2 3313551D LINO 90 P/N-Z, W PRISMA 24W DALI/PUSH DIM 3CCT 3000K/3500/4000K | 9684.84 | 8004 | 7.5 | WHITE | 9016 | ALUMINIUM/PMMA | PRISMATIC | 220-240V/50-60Hz | 600 mA | DALI/PUSH | N/A | 90+ | < 3 | L80B20 50.000h | 2760lm | 115lm/W | 210lm/W | N/A | D | < 19 | 77° | IP 20 | 900 mm | 65 mm | 85 mm | 900x65x85 mm | 2500 mm | N/A | 940x100x130 mm | 1 | 1 | N/A | N/A | 0.01222 | 2.3 | 3.1
LINO 90 P/N-Z, W | LINO |  |  | 24W | 3000K-4000K | 3313551DTW | 8585054422074 | LED2 3313551DTW LINO 90 P/N-Z, W PRISMA 24W DALI TW 3000K-4000K | 9684.84 | 8004 | 7.5 | WHITE | 9016 | ALUMINIUM/PMMA | PRISMATIC | 220-240V/50-60Hz | 600 mA | DALI TW/PUSH TW | N/A | 90+ | < 3 | L80B20 50.000h | 2760lm | 115lm/W | 210lm/W | N/A | D | < 19 | 77° | IP 20 | 900 mm | 65 mm | 85 mm | 900x65x85 mm | 2500 mm | N/A | 940x100x130 mm | 1 | 1 | N/A | N/A | 0.01222 | 2.3 | 3.1
LINO 90 P/N-Z, W | LINO |  |  | 24W | 3000K-4000K | 3313551CSTW | 8585054422081 | LED2 3313551CSTW LINO 90 P/N-Z, W PRISMA 24W CASAMBI TW 3000K-4000K | 15158.88 | 12528 | 7.5 | WHITE | 9016 | ALUMINIUM/PMMA | PRISMATIC | 220-240V/50-60Hz | 600 mA | CASAMBI TW | N/A | 90+ | < 3 | L80B20 50.000h | 2760lm | 115lm/W | 210lm/W | N/A | D | < 19 | 77° | IP 20 | 900 mm | 65 mm | 85 mm | 900x65x85 mm | 2500 mm | N/A | 940x100x130 mm | 1 | 1 | N/A | N/A | 0.01222 | 2.3 | 3.1
LINO 90 P/N-Z, W | LINO |  |  | 24W | 3000K-4000K | 3313551ZBTW | 8585054422098 | LED2 3313551ZBTW LINO 90 P/N-Z, W PRISMA 24W ZIGBEE TW 3000K-4000K | 10316.46 | 8526 | 7.5 | WHITE | 9016 | ALUMINIUM/PMMA | PRISMATIC | 220-240V/50-60Hz | 600 mA | ZIGBEE TW | N/A | 90+ | < 3 | L80B20 50.000h | 2760lm | 115lm/W | 210lm/W | N/A | D | < 19 | 77° | IP 20 | 900 mm | 65 mm | 85 mm | 900x65x85 mm | 2500 mm | N/A | 940x100x130 mm | 1 | 1 | N/A | N/A | 0.01222 | 2.3 | 3.1
LINO 90 P/N-Z, B | LINO |  |  | 18-24W | 3000K/3500K/4000K | 3310253 | 8585054403851 | LED2 3310253 LINO 90 P/N-Z, B 18-24W 3CCT 3000K/3500/4000K | 7053.09 | 5829 | 7.5 | BLACK | 9005 | ALUMINIUM/PMMA | OPAL | 220-240V/50-60Hz | 450-600 mA | ON/OFF | N/A | 90+ | < 3 | L80B20 50.000h | 2070-2760lm | 115lm/W | 210lm/W | N/A | D | N/A | 96° | IP 20 | 900 mm | 65 mm | 85 mm | 900x65x85 mm | 2500 mm | N/A | 940x100x130 mm | 1 | 1 | N/A | N/A | 0.01222 | 2.3 | 3.1
LINO 90 P/N-Z, B | LINO |  |  | 24W | 3000K/3500K/4000K | 3310253D | 8585054405039 | LED2 3310253D LINO 90 P/N-Z, B DALI/PUSH DIM 18-24W 3CCT 3000K/3500/4000K | 9158.49 | 7569 | 7.5 | BLACK | 9005 | ALUMINIUM/PMMA | OPAL | 220-240V/50-60Hz | 600 mA | DALI/PUSH | N/A | 90+ | < 3 | L80B20 50.000h | 2760lm | 115lm/W | 210lm/W | N/A | D | N/A | 96° | IP 20 | 900 mm | 65 mm | 85 mm | 900x65x85 mm | 2500 mm | N/A | 940x100x130 mm | 1 | 1 | N/A | N/A | 0.01222 | 2.3 | 3.1
LINO 90 P/N-Z, B | LINO |  |  | 24W | 3000K-4000K | 3310253DTW | 8585054420674 | LED2 3310253DTW LINO 90 P/N-Z, B 24W DALI TW 3000K-4000K | 9158.49 | 7569 | 7.5 | BLACK | 9005 | ALUMINIUM/PMMA | OPAL | 220-240V/50-60Hz | 600 mA | DALI TW/PUSH TW | N/A | 90+ | < 3 | L80B20 50.000h | 2760lm | 115lm/W | 210lm/W | N/A | D | N/A | 96° | IP 20 | 900 mm | 65 mm | 85 mm | 900x65x85 mm | 2500 mm | N/A | 940x100x130 mm | 1 | 1 | N/A | N/A | 0.01222 | 2.3 | 3.1
LINO 90 P/N-Z, B | LINO |  |  | 24W | 3000K-4000K | 3310253CSTW | 8585054420681 | LED2 3310253CSTW LINO 90 P/N-Z, B 24W CASAMBI TW 3000K-4000K | 14632.53 | 12093 | 7.5 | BLACK | 9005 | ALUMINIUM/PMMA | OPAL | 220-240V/50-60Hz | 600 mA | CASAMBI TW | N/A | 90+ | < 3 | L80B20 50.000h | 2760lm | 115lm/W | 210lm/W | N/A | D | N/A | 96° | IP 20 | 900 mm | 65 mm | 85 mm | 900x65x85 mm | 2500 mm | N/A | 940x100x130 mm | 1 | 1 | N/A | N/A | 0.01222 | 2.3 | 3.1
LINO 90 P/N-Z, B | LINO |  |  | 24W | 3000K-4000K | 3310253ZBTW | 8585054420698 | LED2 3310253ZBTW LINO 90 P/N-Z, B 24W ZIGBEE TW 3000K-4000K | 9790.11 | 8091 | 7.5 | BLACK | 9005 | ALUMINIUM/PMMA | OPAL | 220-240V/50-60Hz | 600 mA | ZIGBEE TW | N/A | 90+ | < 3 | L80B20 50.000h | 2760lm | 115lm/W | 210lm/W | N/A | D | N/A | 96° | IP 20 | 900 mm | 65 mm | 85 mm | 900x65x85 mm | 2500 mm | N/A | 940x100x130 mm | 1 | 1 | N/A | N/A | 0.01222 | 2.3 | 3.1
LINO 90 P/N-Z, B | LINO |  |  | 18-24W | 3000K/3500K/4000K | 3313553 | 8585054422104 | LED2 3313553 LINO 90 P/N-Z, B PRISMA 18-24W 3CCT 3000K/3500/4000K | 7579.44 | 6264 | 7.5 | BLACK | 9005 | ALUMINIUM/PMMA | PRISMATIC | 220-240V/50-60Hz | 450-600 mA | ON/OFF | N/A | 90+ | < 3 | L80B20 50.000h | 2070-2760lm | 115lm/W | 210lm/W | N/A | D | < 19 | 77° | IP 20 | 900 mm | 65 mm | 85 mm | 900x65x85 mm | 2500 mm | N/A | 940x100x130 mm | 1 | 1 | N/A | N/A | 0.01222 | 2.3 | 3.1
LINO 90 P/N-Z, B | LINO |  |  | 24W | 3000K/3500K/4000K | 3313553D | 8585054422111 | LED2 3313553D LINO 90 P/N-Z, B PRISMA 24W DALI/PUSH DIM 3CCT 3000K/3500/4000K | 9684.84 | 8004 | 7.5 | BLACK | 9005 | ALUMINIUM/PMMA | PRISMATIC | 220-240V/50-60Hz | 600 mA | DALI/PUSH | N/A | 90+ | < 3 | L80B20 50.000h | 2760lm | 115lm/W | 210lm/W | N/A | D | < 19 | 77° | IP 20 | 900 mm | 65 mm | 85 mm | 900x65x85 mm | 2500 mm | N/A | 940x100x130 mm | 1 | 1 | N/A | N/A | 0.01222 | 2.3 | 3.1
LINO 90 P/N-Z, B | LINO |  |  | 24W | 3000K-4000K | 3313553DTW | 8585054422128 | LED2 3313553DTW LINO 90 P/N-Z, B PRISMA 24W DALI TW 3000K-4000K | 9684.84 | 8004 | 7.5 | BLACK | 9005 | ALUMINIUM/PMMA | PRISMATIC | 220-240V/50-60Hz | 600 mA | DALI TW/PUSH TW | N/A | 90+ | < 3 | L80B20 50.000h | 2760lm | 115lm/W | 210lm/W | N/A | D | < 19 | 77° | IP 20 | 900 mm | 65 mm | 85 mm | 900x65x85 mm | 2500 mm | N/A | 940x100x130 mm | 1 | 1 | N/A | N/A | 0.01222 | 2.3 | 3.1
LINO 90 P/N-Z, B | LINO |  |  | 24W | 3000K-4000K | 3313553CSTW | 8585054422135 | LED2 3313553CSTW LINO 90 P/N-Z, B PRISMA 24W CASAMBI TW 3000K-4000K | 15158.88 | 12528 | 7.5 | BLACK | 9005 | ALUMINIUM/PMMA | PRISMATIC | 220-240V/50-60Hz | 600 mA | CASAMBI TW | N/A | 90+ | < 3 | L80B20 50.000h | 2760lm | 115lm/W | 210lm/W | N/A | D | < 19 | 77° | IP 20 | 900 mm | 65 mm | 85 mm | 900x65x85 mm | 2500 mm | N/A | 940x100x130 mm | 1 | 1 | N/A | N/A | 0.01222 | 2.3 | 3.1
LINO 90 P/N-Z, B | LINO |  |  | 24W | 3000K-4000K | 3313553ZBTW | 8585054422142 | LED2 3313553ZBTW LINO 90 P/N-Z, B PRISMA 24W ZIGBEE TW 3000K-4000K | 10316.46 | 8526 | 7.5 | BLACK | 9005 | ALUMINIUM/PMMA | PRISMATIC | 220-240V/50-60Hz | 600 mA | ZIGBEE TW | N/A | 90+ | < 3 | L80B20 50.000h | 2760lm | 115lm/W | 210lm/W | N/A | D | < 19 | 77° | IP 20 | 900 mm | 65 mm | 85 mm | 900x65x85 mm | 2500 mm | N/A | 940x100x130 mm | 1 | 1 | N/A | N/A | 0.01222 | 2.3 | 3.1
LINO 120 P-Z, W | LINO |  |  | 21-32W | 3000K/3500K/4000K | 3310351 | 8585054403868 | LED2 3310351 LINO 120 P-Z, W 21-32W 3CCT 3000K/3500/4000K | 7403.99 | 6119 | 7.5 | WHITE | 9016 | ALUMINIUM/PMMA | OPAL | 220-240V/50-60Hz | 500-800 mA | ON/OFF | N/A | 90+ | < 3 | L80B20 50.000h | 2415-3680lm | 115lm/W | 210lm/W | N/A | D | N/A | 96° | IP 20 | 1200 mm | 65 mm | 85 mm | 1200x65x85 mm | 2500 mm | N/A | 1250x100x130 mm | 1 | 1 | N/A | N/A | 0.01625 | 3 | 4
LINO 120 P-Z, W | LINO |  |  | 32W | 3000K/3500K/4000K | 3310351D | 8585054405046 | LED2 3310351D LINO 120 P-Z, W DALI/PUSH DIM 30W 3CCT 3000K/3500/4000K | 9053.22 | 7482 | 7.5 | WHITE | 9016 | ALUMINIUM/PMMA | OPAL | 220-240V/50-60Hz | 800 mA | DALI/PUSH | N/A | 90+ | < 3 | L80B20 50.000h | 3680lm | 115lm/W | 210lm/W | N/A | D | N/A | 96° | IP 20 | 1200 mm | 65 mm | 85 mm | 1200x65x85 mm | 2500 mm | N/A | 1250x100x130 mm | 1 | 1 | N/A | N/A | 0.01625 | 3 | 4
LINO 120 P-Z, W | LINO |  |  | 32W | 3000K-4000K | 3310351DTW | 8585054420711 | LED2 3310351DTW LINO 120 P-Z, W 32W DALI TW 3000K-4000K | 9509.39 | 7859 | 7.5 | WHITE | 9016 | ALUMINIUM/PMMA | OPAL | 220-240V/50-60Hz | 800 mA | DALI TW/PUSH TW | N/A | 90+ | < 3 | L80B20 50.000h | 3680lm | 115lm/W | 210lm/W | N/A | D | N/A | 96° | IP 20 | 1200 mm | 65 mm | 85 mm | 1200x65x85 mm | 2500 mm | N/A | 1250x100x130 mm | 1 | 1 | N/A | N/A | 0.01625 | 3 | 4
LINO 120 P-Z, W | LINO |  |  | 32W | 3000K-4000K | 3310351CSTW | 8585054420728 | LED2 3310351CSTW LINO 120 P-Z, W 32W CASAMBI TW 3000K-4000K | 14983.43 | 12383 | 7.5 | WHITE | 9016 | ALUMINIUM/PMMA | OPAL | 220-240V/50-60Hz | 800 mA | CASAMBI TW | N/A | 90+ | < 3 | L80B20 50.000h | 3680lm | 115lm/W | 210lm/W | N/A | D | N/A | 96° | IP 20 | 1200 mm | 65 mm | 85 mm | 1200x65x85 mm | 2500 mm | N/A | 1250x100x130 mm | 1 | 1 | N/A | N/A | 0.01625 | 3 | 4
LINO 120 P-Z, W | LINO |  |  | 32W | 3000K-4000K | 3310351ZBTW | 8585054420735 | LED2 3310351ZBTW LINO 120 P-Z, W 32W ZIGBEE TW 3000K-4000K | 10141.01 | 8381 | 7.5 | WHITE | 9016 | ALUMINIUM/PMMA | OPAL | 220-240V/50-60Hz | 800 mA | ZIGBEE TW | N/A | 90+ | < 3 | L80B20 50.000h | 3680lm | 115lm/W | 210lm/W | N/A | D | N/A | 96° | IP 20 | 1200 mm | 65 mm | 85 mm | 1200x65x85 mm | 2500 mm | N/A | 1250x100x130 mm | 1 | 1 | N/A | N/A | 0.01625 | 3 | 4
LINO 120 P-Z, W | LINO |  |  | 21-32W | 3000K/3500K/4000K | 3313351 | 8585054422159 | LED2 3313351 LINO 120 P-Z, W PRISMA 21-32W 3CCT 3000K/3500/4000K | 8105.79 | 6699 | 7.5 | WHITE | 9016 | ALUMINIUM/PMMA | PRISMATIC | 220-240V/50-60Hz | 500-800 mA | ON/OFF | N/A | 90+ | < 3 | L80B20 50.000h | 2415-3680lm | 115lm/W | 210lm/W | N/A | D | N/A | 77° | IP 20 | 1200 mm | 65 mm | 85 mm | 1200x65x85 mm | 2500 mm | N/A | 1250x100x130 mm | 1 | 1 | N/A | N/A | 0.01625 | 3 | 4
LINO 120 P-Z, W | LINO |  |  | 32W | 3000K/3500K/4000K | 3313351D | 8585054422166 | LED2 3313351D LINO 120 P-Z, W PRISMA 32W DALI/PUSH DIM 3CCT 3000K/3500/4000K | 9755.02 | 8062 | 7.5 | WHITE | 9016 | ALUMINIUM/PMMA | PRISMATIC | 220-240V/50-60Hz | 800 mA | DALI/PUSH | N/A | 90+ | < 3 | L80B20 50.000h | 3680lm | 115lm/W | 210lm/W | N/A | D | N/A | 77° | IP 20 | 1200 mm | 65 mm | 85 mm | 1200x65x85 mm | 2500 mm | N/A | 1250x100x130 mm | 1 | 1 | N/A | N/A | 0.01625 | 3 | 4
LINO 120 P-Z, W | LINO |  |  | 32W | 3000K-4000K | 3313351DTW | 8585054422173 | LED2 3313351DTW LINO 120 P-Z, W PRISMA 32W DALI TW 3000K-4000K | 10211.19 | 8439 | 7.5 | WHITE | 9016 | ALUMINIUM/PMMA | PRISMATIC | 220-240V/50-60Hz | 800 mA | DALI TW/PUSH TW | N/A | 90+ | < 3 | L80B20 50.000h | 3680lm | 115lm/W | 210lm/W | N/A | D | N/A | 77° | IP 20 | 1200 mm | 65 mm | 85 mm | 1200x65x85 mm | 2500 mm | N/A | 1250x100x130 mm | 1 | 1 | N/A | N/A | 0.01625 | 3 | 4
LINO 120 P-Z, W | LINO |  |  | 32W | 3000K-4000K | 3313351CSTW | 8585054422180 | LED2 3313351CSTW LINO 120 P-Z, W PRISMA 32W CASAMBI TW 3000K-4000K | 15685.23 | 12963 | 7.5 | WHITE | 9016 | ALUMINIUM/PMMA | PRISMATIC | 220-240V/50-60Hz | 800 mA | CASAMBI TW | N/A | 90+ | < 3 | L80B20 50.000h | 3680lm | 115lm/W | 210lm/W | N/A | D | N/A | 77° | IP 20 | 1200 mm | 65 mm | 85 mm | 1200x65x85 mm | 2500 mm | N/A | 1250x100x130 mm | 1 | 1 | N/A | N/A | 0.01625 | 3 | 4
LINO 120 P-Z, W | LINO |  |  | 32W | 3000K-4000K | 3313351ZBTW | 8585054422197 | LED2 3313351ZBTW LINO 120 P-Z, W PRISMA 32W ZIGBEE TW 3000K-4000K | 10842.81 | 8961 | 7.5 | WHITE | 9016 | ALUMINIUM/PMMA | PRISMATIC | 220-240V/50-60Hz | 800 mA | ZIGBEE TW | N/A | 90+ | < 3 | L80B20 50.000h | 3680lm | 115lm/W | 210lm/W | N/A | D | N/A | 77° | IP 20 | 1200 mm | 65 mm | 85 mm | 1200x65x85 mm | 2500 mm | N/A | 1250x100x130 mm | 1 | 1 | N/A | N/A | 0.01625 | 3 | 4
LINO 120 P-Z, B | LINO |  |  | 21-32W | 3000K/3500K/4000K | 3310353 | 8585054403875 | LED2 3310353 LINO 120 P-Z, B 21-32W 3CCT 3000K/3500/4000K | 7403.99 | 6119 | 7.5 | BLACK | 9005 | ALUMINIUM/PMMA | OPAL | 220-240V/50-60Hz | 500-800 mA | ON/OFF | N/A | 90+ | < 3 | L80B20 50.000h | 2415-3680lm | 115lm/W | 210lm/W | N/A | D | N/A | 96° | IP 20 | 1200 mm | 65 mm | 85 mm | 1200x65x85 mm | 2500 mm | N/A | 1250x100x130 mm | 1 | 1 | N/A | N/A | 0.01625 | 3 | 4
LINO 120 P-Z, B | LINO |  |  | 32W | 3000K/3500K/4000K | 3310353D | 8585054405053 | LED2 3310353D LINO 120 P-Z, B DALI/PUSH DIM 32W 3CCT 3000K/3500/4000K | 9053.22 | 7482 | 7.5 | BLACK | 9005 | ALUMINIUM/PMMA | OPAL | 220-240V/50-60Hz | 800 mA | DALI/PUSH | N/A | 90+ | < 3 | L80B20 50.000h | 3680lm | 115lm/W | 210lm/W | N/A | D | N/A | 96° | IP 20 | 1200 mm | 65 mm | 85 mm | 1200x65x85 mm | 2500 mm | N/A | 1250x100x130 mm | 1 | 1 | N/A | N/A | 0.01625 | 3 | 4
LINO 120 P-Z, B | LINO |  |  | 32W | 3000K-4000K | 3310353DTW | 8585054420759 | LED2 3310353DTW LINO 120 P-Z, B 32W DALI TW 3000K-4000K | 9509.39 | 7859 | 7.5 | BLACK | 9005 | ALUMINIUM/PMMA | OPAL | 220-240V/50-60Hz | 800 mA | DALI TW/PUSH TW | N/A | 90+ | < 3 | L80B20 50.000h | 3680lm | 115lm/W | 210lm/W | N/A | D | N/A | 96° | IP 20 | 1200 mm | 65 mm | 85 mm | 1200x65x85 mm | 2500 mm | N/A | 1250x100x130 mm | 1 | 1 | N/A | N/A | 0.01625 | 3 | 4
LINO 120 P-Z, B | LINO |  |  | 32W | 3000K-4000K | 3310353CSTW | 8585054420766 | LED2 3310353CSTW LINO 120 P-Z, B 32W CASAMBI TW 3000K-4000K | 14983.43 | 12383 | 7.5 | BLACK | 9005 | ALUMINIUM/PMMA | OPAL | 220-240V/50-60Hz | 800 mA | CASAMBI TW | N/A | 90+ | < 3 | L80B20 50.000h | 3680lm | 115lm/W | 210lm/W | N/A | D | N/A | 96° | IP 20 | 1200 mm | 65 mm | 85 mm | 1200x65x85 mm | 2500 mm | N/A | 1250x100x130 mm | 1 | 1 | N/A | N/A | 0.01625 | 3 | 4
LINO 120 P-Z, B | LINO |  |  | 32W | 3000K-4000K | 3310353ZBTW | 8585054420773 | LED2 3310353ZBTW LINO 120 P-Z, B 32W ZIGBEE TW 3000K-4000K | 10141.01 | 8381 | 7.5 | BLACK | 9005 | ALUMINIUM/PMMA | OPAL | 220-240V/50-60Hz | 800 mA | ZIGBEE TW | N/A | 90+ | < 3 | L80B20 50.000h | 3680lm | 115lm/W | 210lm/W | N/A | D | N/A | 96° | IP 20 | 1200 mm | 65 mm | 85 mm | 1200x65x85 mm | 2500 mm | N/A | 1250x100x130 mm | 1 | 1 | N/A | N/A | 0.01625 | 3 | 4
LINO 120 P-Z, B | LINO |  |  | 21-32W | 3000K/3500K/4000K | 3313353 | 8585054422203 | LED2 3313353 LINO 120 P-Z, B PRISMA 21-32W 3CCT 3000K/3500/4000K | 8105.79 | 6699 | 7.5 | BLACK | 9005 | ALUMINIUM/PMMA | PRISMATIC | 220-240V/50-60Hz | 500-800 mA | ON/OFF | N/A | 90+ | < 3 | L80B20 50.000h | 2415-3680lm | 115lm/W | 210lm/W | N/A | D | N/A | 77° | IP 20 | 1200 mm | 65 mm | 85 mm | 1200x65x85 mm | 2500 mm | N/A | 1250x100x130 mm | 1 | 1 | N/A | N/A | 0.01625 | 3 | 4
LINO 120 P-Z, B | LINO |  |  | 32W | 3000K/3500K/4000K | 3313353D | 8585054422210 | LED2 3313353D LINO 120 P-Z, B PRISMA 32W DALI/PUSH DIM 3CCT 3000K/3500/4000K | 9755.02 | 8062 | 7.5 | BLACK | 9005 | ALUMINIUM/PMMA | PRISMATIC | 220-240V/50-60Hz | 800 mA | DALI/PUSH | N/A | 90+ | < 3 | L80B20 50.000h | 3680lm | 115lm/W | 210lm/W | N/A | D | N/A | 77° | IP 20 | 1200 mm | 65 mm | 85 mm | 1200x65x85 mm | 2500 mm | N/A | 1250x100x130 mm | 1 | 1 | N/A | N/A | 0.01625 | 3 | 4
LINO 120 P-Z, B | LINO |  |  | 32W | 3000K-4000K | 3313353DTW | 8585054422227 | LED2 3313353DTW LINO 120 P-Z, B PRISMA 32W DALI TW 3000K-4000K | 10211.19 | 8439 | 7.5 | BLACK | 9005 | ALUMINIUM/PMMA | PRISMATIC | 220-240V/50-60Hz | 800 mA | DALI TW/PUSH TW | N/A | 90+ | < 3 | L80B20 50.000h | 3680lm | 115lm/W | 210lm/W | N/A | D | N/A | 77° | IP 20 | 1200 mm | 65 mm | 85 mm | 1200x65x85 mm | 2500 mm | N/A | 1250x100x130 mm | 1 | 1 | N/A | N/A | 0.01625 | 3 | 4
LINO 120 P-Z, B | LINO |  |  | 32W | 3000K-4000K | 3313353CSTW | 8585054422234 | LED2 3313353CSTW LINO 120 P-Z, B PRISMA 32W CASAMBI TW 3000K-4000K | 15685.23 | 12963 | 7.5 | BLACK | 9005 | ALUMINIUM/PMMA | PRISMATIC | 220-240V/50-60Hz | 800 mA | CASAMBI TW | N/A | 90+ | < 3 | L80B20 50.000h | 3680lm | 115lm/W | 210lm/W | N/A | D | N/A | 77° | IP 20 | 1200 mm | 65 mm | 85 mm | 1200x65x85 mm | 2500 mm | N/A | 1250x100x130 mm | 1 | 1 | N/A | N/A | 0.01625 | 3 | 4
LINO 120 P-Z, B | LINO |  |  | 32W | 3000K-4000K | 3313353ZBTW | 8585054422241 | LED2 3313353ZBTW LINO 120 P-Z, B PRISMA 32W ZIGBEE TW 3000K-4000K | 10842.81 | 8961 | 7.5 | BLACK | 9005 | ALUMINIUM/PMMA | PRISMATIC | 220-240V/50-60Hz | 800 mA | ZIGBEE TW | N/A | 90+ | < 3 | L80B20 50.000h | 3680lm | 115lm/W | 210lm/W | N/A | D | N/A | 77° | IP 20 | 1200 mm | 65 mm | 85 mm | 1200x65x85 mm | 2500 mm | N/A | 1250x100x130 mm | 1 | 1 | N/A | N/A | 0.01625 | 3 | 4
LINO 120 P/N-Z, W | LINO |  |  | 21-32W | 3000K/3500K/4000K | 3310451 | 8585054403882 | LED2 3310451 LINO 120 P/N-Z, W 21-32W 3CCT 3000K/3500/4000K | 8456.69 | 6989 | 7.5 | WHITE | 9016 | ALUMINIUM/PMMA | OPAL | 220-240V/50-60Hz | 500-800 mA | ON/OFF | N/A | 90+ | < 3 | L80B20 50.000h | 2415-3680lm | 115lm/W | 210lm/W | N/A | D | N/A | 96° | IP 20 | 1200 mm | 65 mm | 85 mm | 1200x65x85 mm | 2500 mm | N/A | 1250x100x130 mm | 1 | 1 | N/A | N/A | 0.01625 | 3 | 4
LINO 120 P/N-Z, W | LINO |  |  | 32W | 3000K/3500K/4000K | 3310451D | 8585054405060 | LED2 3310451D LINO 120 P/N-Z, W DALI/PUSH DIM 32W 3CCT 3000K/3500/4000K | 10105.92 | 8352 | 7.5 | WHITE | 9016 | ALUMINIUM/PMMA | OPAL | 220-240V/50-60Hz | 800 mA | DALI/PUSH | N/A | 90+ | < 3 | L80B20 50.000h | 3680lm | 115lm/W | 210lm/W | N/A | D | N/A | 96° | IP 20 | 1200 mm | 65 mm | 85 mm | 1200x65x85 mm | 2500 mm | N/A | 1250x100x130 mm | 1 | 1 | N/A | N/A | 0.01625 | 3 | 4
LINO 120 P/N-Z, W | LINO |  |  | 32W | 3000K-4000K | 3310451DTW | 8585054420797 | LED2 3310451DTW LINO 120 P/N-Z, W 32W DALI TW 3000K-4000K | 10562.09 | 8729 | 7.5 | WHITE | 9016 | ALUMINIUM/PMMA | OPAL | 220-240V/50-60Hz | 800 mA | DALI TW/PUSH TW | N/A | 90+ | < 3 | L80B20 50.000h | 3680lm | 115lm/W | 210lm/W | N/A | D | N/A | 96° | IP 20 | 1200 mm | 65 mm | 85 mm | 1200x65x85 mm | 2500 mm | N/A | 1250x100x130 mm | 1 | 1 | N/A | N/A | 0.01625 | 3 | 4
LINO 120 P/N-Z, W | LINO |  |  | 32W | 3000K-4000K | 3310451CSTW | 8585054420803 | LED2 3310451CSTW LINO 120 P/N-Z, W 32W CASAMBI TW 3000K-4000K | 16036.13 | 13253 | 7.5 | WHITE | 9016 | ALUMINIUM/PMMA | OPAL | 220-240V/50-60Hz | 800 mA | CASAMBI TW | N/A | 90+ | < 3 | L80B20 50.000h | 3680lm | 115lm/W | 210lm/W | N/A | D | N/A | 96° | IP 20 | 1200 mm | 65 mm | 85 mm | 1200x65x85 mm | 2500 mm | N/A | 1250x100x130 mm | 1 | 1 | N/A | N/A | 0.01625 | 3 | 4
LINO 120 P/N-Z, W | LINO |  |  | 32W | 3000K-4000K | 3310451ZBTW | 8585054420810 | LED2 3310451ZBTW LINO 120 P/N-Z, W 32W ZIGBEE TW 3000K-4000K | 11193.71 | 9251 | 7.5 | WHITE | 9016 | ALUMINIUM/PMMA | OPAL | 220-240V/50-60Hz | 800 mA | ZIGBEE TW | N/A | 90+ | < 3 | L80B20 50.000h | 3680lm | 115lm/W | 210lm/W | N/A | D | N/A | 96° | IP 20 | 1200 mm | 65 mm | 85 mm | 1200x65x85 mm | 2500 mm | N/A | 1250x100x130 mm | 1 | 1 | N/A | N/A | 0.01625 | 3 | 4
LINO 120 P/N-Z, W | LINO |  |  | 21-32W | 3000K/3500K/4000K | 3313651 | 8585054422258 | LED2 3313651 LINO 120 P/N-Z, W PRISMA 21-32W 3CCT 3000K/3500/4000K | 9158.49 | 7569 | 7.5 | WHITE | 9016 | ALUMINIUM/PMMA | PRISMATIC | 220-240V/50-60Hz | 500-800 mA | ON/OFF | N/A | 90+ | < 3 | L80B20 50.000h | 2415-3680lm | 115lm/W | 210lm/W | N/A | D | < 19 | 77° | IP 20 | 1200 mm | 65 mm | 85 mm | 1200x65x85 mm | 2500 mm | N/A | 1250x100x130 mm | 1 | 1 | N/A | N/A | 0.01625 | 3 | 4
LINO 120 P/N-Z, W | LINO |  |  | 32W | 3000K/3500K/4000K | 3313651D | 8585054422265 | LED2 3313651D LINO 120 P/N-Z, W PRISMA 32W DALI/PUSH DIM 3CCT 3000K/3500/4000K | 10807.72 | 8932 | 7.5 | WHITE | 9016 | ALUMINIUM/PMMA | PRISMATIC | 220-240V/50-60Hz | 800 mA | DALI/PUSH | N/A | 90+ | < 3 | L80B20 50.000h | 3680lm | 115lm/W | 210lm/W | N/A | D | < 19 | 77° | IP 20 | 1200 mm | 65 mm | 85 mm | 1200x65x85 mm | 2500 mm | N/A | 1250x100x130 mm | 1 | 1 | N/A | N/A | 0.01625 | 3 | 4
LINO 120 P/N-Z, W | LINO |  |  | 32W | 3000K-4000K | 3313651DTW | 8585054422272 | LED2 3313651DTW LINO 120 P/N-Z, W PRISMA 32W DALI TW 3000K-4000K | 11263.89 | 9309 | 7.5 | WHITE | 9016 | ALUMINIUM/PMMA | PRISMATIC | 220-240V/50-60Hz | 800 mA | DALI TW/PUSH TW | N/A | 90+ | < 3 | L80B20 50.000h | 3680lm | 115lm/W | 210lm/W | N/A | D | < 19 | 77° | IP 20 | 1200 mm | 65 mm | 85 mm | 1200x65x85 mm | 2500 mm | N/A | 1250x100x130 mm | 1 | 1 | N/A | N/A | 0.01625 | 3 | 4
LINO 120 P/N-Z, W | LINO |  |  | 32W | 3000K-4000K | 3313651CSTW | 8585054422289 | LED2 3313651CSTW LINO 120 P/N-Z, W PRISMA 32W CASAMBI TW 3000K-4000K | 16737.93 | 13833 | 7.5 | WHITE | 9016 | ALUMINIUM/PMMA | PRISMATIC | 220-240V/50-60Hz | 800 mA | CASAMBI TW | N/A | 90+ | < 3 | L80B20 50.000h | 3680lm | 115lm/W | 210lm/W | N/A | D | < 19 | 77° | IP 20 | 1200 mm | 65 mm | 85 mm | 1200x65x85 mm | 2500 mm | N/A | 1250x100x130 mm | 1 | 1 | N/A | N/A | 0.01625 | 3 | 4
LINO 120 P/N-Z, W | LINO |  |  | 32W | 3000K-4000K | 3313651ZBTW | 8585054422296 | LED2 3313651ZBTW LINO 120 P/N-Z, W PRISMA 32W ZIGBEE TW 3000K-4000K | 11895.51 | 9831 | 7.5 | WHITE | 9016 | ALUMINIUM/PMMA | PRISMATIC | 220-240V/50-60Hz | 800 mA | ZIGBEE TW | N/A | 90+ | < 3 | L80B20 50.000h | 3680lm | 115lm/W | 210lm/W | N/A | D | < 19 | 77° | IP 20 | 1200 mm | 65 mm | 85 mm | 1200x65x85 mm | 2500 mm | N/A | 1250x100x130 mm | 1 | 1 | N/A | N/A | 0.01625 | 3 | 4
LINO 120 P/N-Z, B | LINO |  |  | 21-32W | 3000K/3500K/4000K | 3310453 | 8585054403899 | LED2 3310453 LINO 120 P/N-Z, B 21-32W 3CCT 3000K/3500/4000K | 8456.69 | 6989 | 7.5 | BLACK | 9005 | ALUMINIUM/PMMA | OPAL | 220-240V/50-60Hz | 500-800 mA | ON/OFF | N/A | 90+ | < 3 | L80B20 50.000h | 2415-3680lm | 115lm/W | 210lm/W | N/A | D | N/A | 96° | IP 20 | 1200 mm | 65 mm | 85 mm | 1200x65x85 mm | 2500 mm | N/A | 1250x100x130 mm | 1 | 1 | N/A | N/A | 0.01625 | 3 | 4
LINO 120 P/N-Z, B | LINO |  |  | 32W | 3000K/3500K/4000K | 3310453D | 8585054405077 | LED2 3310453D LINO 120 P/N-Z, B DALI/PUSH DIM 32W 3CCT 3000K/3500/4000K | 10211.19 | 8439 | 7.5 | BLACK | 9005 | ALUMINIUM/PMMA | OPAL | 220-240V/50-60Hz | 800 mA | DALI/PUSH | N/A | 90+ | < 3 | L80B20 50.000h | 3680lm | 115lm/W | 210lm/W | N/A | D | N/A | 96° | IP 20 | 1200 mm | 65 mm | 85 mm | 1200x65x85 mm | 2500 mm | N/A | 1250x100x130 mm | 1 | 1 | N/A | N/A | 0.01625 | 3 | 4
LINO 120 P/N-Z, B | LINO |  |  | 32W | 3000K-4000K | 3310453DTW | 8585054420834 | LED2 3310453DTW LINO 120 P/N-Z, B 32W DALI TW 3000K-4000K | 10562.09 | 8729 | 7.5 | BLACK | 9005 | ALUMINIUM/PMMA | OPAL | 220-240V/50-60Hz | 800 mA | DALI TW/PUSH TW | N/A | 90+ | < 3 | L80B20 50.000h | 3680lm | 115lm/W | 210lm/W | N/A | D | N/A | 96° | IP 20 | 1200 mm | 65 mm | 85 mm | 1200x65x85 mm | 2500 mm | N/A | 1250x100x130 mm | 1 | 1 | N/A | N/A | 0.01625 | 3 | 4
LINO 120 P/N-Z, B | LINO |  |  | 32W | 3000K-4000K | 3310453CSTW | 8585054420841 | LED2 3310453CSTW LINO 120 P/N-Z, B 32W CASAMBI TW 3000K-4000K | 16036.13 | 13253 | 7.5 | BLACK | 9005 | ALUMINIUM/PMMA | OPAL | 220-240V/50-60Hz | 800 mA | CASAMBI TW | N/A | 90+ | < 3 | L80B20 50.000h | 3680lm | 115lm/W | 210lm/W | N/A | D | N/A | 96° | IP 20 | 1200 mm | 65 mm | 85 mm | 1200x65x85 mm | 2500 mm | N/A | 1250x100x130 mm | 1 | 1 | N/A | N/A | 0.01625 | 3 | 4
LINO 120 P/N-Z, B | LINO |  |  | 32W | 3000K-4000K | 3310453ZBTW | 8585054420858 | LED2 3310453ZBTW LINO 120 P/N-Z, B 32W ZIGBEE TW 3000K-4000K | 11193.71 | 9251 | 7.5 | BLACK | 9005 | ALUMINIUM/PMMA | OPAL | 220-240V/50-60Hz | 800 mA | ZIGBEE TW | N/A | 90+ | < 3 | L80B20 50.000h | 3680lm | 115lm/W | 210lm/W | N/A | D | N/A | 96° | IP 20 | 1200 mm | 65 mm | 85 mm | 1200x65x85 mm | 2500 mm | N/A | 1250x100x130 mm | 1 | 1 | N/A | N/A | 0.01625 | 3 | 4
LINO 120 P/N-Z, B | LINO |  |  | 21-32W | 3000K/3500K/4000K | 3313653 | 8585054422302 | LED2 3313653 LINO 120 P/N-Z, B PRISMA 21-32W 3CCT 3000K/3500/4000K | 9158.49 | 7569 | 7.5 | BLACK | 9005 | ALUMINIUM/PMMA | PRISMATIC | 220-240V/50-60Hz | 500-800 mA | ON/OFF | N/A | 90+ | < 3 | L80B20 50.000h | 2415-3680lm | 115lm/W | 210lm/W | N/A | D | < 19 | 77° | IP 20 | 1200 mm | 65 mm | 85 mm | 1200x65x85 mm | 2500 mm | N/A | 1250x100x130 mm | 1 | 1 | N/A | N/A | 0.01625 | 3 | 4
LINO 120 P/N-Z, B | LINO |  |  | 32W | 3000K/3500K/4000K | 3313653D | 8585054422319 | LED2 3313653D LINO 120 P/N-Z, B PRISMA 32W DALI/PUSH DIM 3CCT 3000K/3500/4000K | 10912.99 | 9019 | 7.5 | BLACK | 9005 | ALUMINIUM/PMMA | PRISMATIC | 220-240V/50-60Hz | 800 mA | DALI/PUSH | N/A | 90+ | < 3 | L80B20 50.000h | 3680lm | 115lm/W | 210lm/W | N/A | D | < 19 | 77° | IP 20 | 1200 mm | 65 mm | 85 mm | 1200x65x85 mm | 2500 mm | N/A | 1250x100x130 mm | 1 | 1 | N/A | N/A | 0.01625 | 3 | 4
LINO 120 P/N-Z, B | LINO |  |  | 32W | 3000K-4000K | 3313653DTW | 8585054422326 | LED2 3313653DTW LINO 120 P/N-Z, B PRISMA 32W DALI TW 3000K-4000K | 11263.89 | 9309 | 7.5 | BLACK | 9005 | ALUMINIUM/PMMA | PRISMATIC | 220-240V/50-60Hz | 800 mA | DALI TW/PUSH TW | N/A | 90+ | < 3 | L80B20 50.000h | 3680lm | 115lm/W | 210lm/W | N/A | D | < 19 | 77° | IP 20 | 1200 mm | 65 mm | 85 mm | 1200x65x85 mm | 2500 mm | N/A | 1250x100x130 mm | 1 | 1 | N/A | N/A | 0.01625 | 3 | 4
LINO 120 P/N-Z, B | LINO |  |  | 32W | 3000K-4000K | 3313653CSTW | 8585054422333 | LED2 3313653CSTW LINO 120 P/N-Z, B PRISMA 32W CASAMBI TW 3000K-4000K | 16737.93 | 13833 | 7.5 | BLACK | 9005 | ALUMINIUM/PMMA | PRISMATIC | 220-240V/50-60Hz | 800 mA | CASAMBI TW | N/A | 90+ | < 3 | L80B20 50.000h | 3680lm | 115lm/W | 210lm/W | N/A | D | < 19 | 77° | IP 20 | 1200 mm | 65 mm | 85 mm | 1200x65x85 mm | 2500 mm | N/A | 1250x100x130 mm | 1 | 1 | N/A | N/A | 0.01625 | 3 | 4
LINO 120 P/N-Z, B | LINO |  |  | 32W | 3000K-4000K | 3313653ZBTW | 8585054422340 | LED2 3313653ZBTW LINO 120 P/N-Z, B PRISMA 32W ZIGBEE TW 3000K-4000K | 11895.51 | 9831 | 7.5 | BLACK | 9005 | ALUMINIUM/PMMA | PRISMATIC | 220-240V/50-60Hz | 800 mA | ZIGBEE TW | N/A | 90+ | < 3 | L80B20 50.000h | 3680lm | 115lm/W | 210lm/W | N/A | D | < 19 | 77° | IP 20 | 1200 mm | 65 mm | 85 mm | 1200x65x85 mm | 2500 mm | N/A | 1250x100x130 mm | 1 | 1 | N/A | N/A | 0.01625 | 3 | 4
LINO 150 P-Z, W | LINO |  |  | 37-49W | 3000K/3500K/4000K | 3310551 | 8585054403905 | LED2 3310551 LINO 150 P-Z, W 37-49W 3CCT 3000K/3500/4000K | 8456.69 | 6989 | 7.5 | WHITE | 9016 | ALUMINIUM/PMMA | OPAL | 220-240V/50-60Hz | 800-1200 mA | ON/OFF | N/A | 90+ | < 3 | L80B20 50.000h | 4255-5635lm | 115lm/W | 210lm/W | N/A | D | N/A | 96° | IP 20 | 1500 mm | 65 mm | 85 mm | 1500x65x85 mm | 2500 mm | N/A | 1550x100x130 mm | 1 | 1 | N/A | N/A | 0.02015 | 3.7 | 4.9
LINO 150 P-Z, W | LINO |  |  | 49W | 3000K/3500K/4000K | 3310551D | 8585054405084 | LED2 3310551D LINO 150 P-Z, W DALI/PUSH DIM 49W 3CCT 3000K/3500/4000K | 10351.55 | 8555 | 7.5 | WHITE | 9016 | ALUMINIUM/PMMA | OPAL | 220-240V/50-60Hz | 1200 mA | DALI/PUSH | N/A | 90+ | < 3 | L80B20 50.000h | 5635lm | 115lm/W | 210lm/W | N/A | D | N/A | 96° | IP 20 | 1500 mm | 65 mm | 85 mm | 1500x65x85 mm | 2500 mm | N/A | 1550x100x130 mm | 1 | 1 | N/A | N/A | 0.02015 | 3.7 | 4.9
LINO 150 P-Z, W | LINO |  |  | 49W | 3000K-4000K | 3310551DTW | 8585054420872 | LED2 3310551DTW LINO 150 P-Z, W 49W DALI TW 3000K-4000K | 10562.09 | 8729 | 7.5 | WHITE | 9016 | ALUMINIUM/PMMA | OPAL | 220-240V/50-60Hz | 1200 mA | DALI TW/PUSH TW | N/A | 90+ | < 3 | L80B20 50.000h | 5635lm | 115lm/W | 210lm/W | N/A | D | N/A | 96° | IP 20 | 1500 mm | 65 mm | 85 mm | 1500x65x85 mm | 2500 mm | N/A | 1550x100x130 mm | 1 | 1 | N/A | N/A | 0.02015 | 3.7 | 4.9
LINO 150 P-Z, W | LINO |  |  | 49W | 3000K-4000K | 3310551CSTW | 8585054420889 | LED2 3310551CSTW LINO 150 P-Z, W 49W CASAMBI TW 3000K-4000K | 16036.13 | 13253 | 7.5 | WHITE | 9016 | ALUMINIUM/PMMA | OPAL | 220-240V/50-60Hz | 1200 mA | CASAMBI TW | N/A | 90+ | < 3 | L80B20 50.000h | 5635lm | 115lm/W | 210lm/W | N/A | D | N/A | 96° | IP 20 | 1500 mm | 65 mm | 85 mm | 1500x65x85 mm | 2500 mm | N/A | 1550x100x130 mm | 1 | 1 | N/A | N/A | 0.02015 | 3.7 | 4.9
LINO 150 P-Z, W | LINO |  |  | 49W | 3000K-4000K | 3310551ZBTW | 8585054420896 | LED2 3310551ZBTW LINO 150 P-Z, W 49W ZIGBEE TW 3000K-4000K | 11193.71 | 9251 | 7.5 | WHITE | 9016 | ALUMINIUM/PMMA | OPAL | 220-240V/50-60Hz | 1200 mA | ZIGBEE TW | N/A | 90+ | < 3 | L80B20 50.000h | 5635lm | 115lm/W | 210lm/W | N/A | D | N/A | 96° | IP 20 | 1500 mm | 65 mm | 85 mm | 1500x65x85 mm | 2500 mm | N/A | 1550x100x130 mm | 1 | 1 | N/A | N/A | 0.02015 | 3.7 | 4.9
LINO 150 P-Z, W | LINO |  |  | 37-49W | 3000K/3500K/4000K | 3313451 | 8585054422357 | LED2 3313451 LINO 150 P-Z, W PRISMA 37-49W 3CCT 3000K/3500/4000K | 9333.94 | 7714 | 7.5 | WHITE | 9016 | ALUMINIUM/PMMA | PRISMATIC | 220-240V/50-60Hz | 800-1200 mA | ON/OFF | N/A | 90+ | < 3 | L80B20 50.000h | 4255-5635lm | 115lm/W | 210lm/W | N/A | D | N/A | 77° | IP 20 | 1500 mm | 65 mm | 85 mm | 1500x65x85 mm | 2500 mm | N/A | 1550x100x130 mm | 1 | 1 | N/A | N/A | 0.02015 | 3.7 | 4.9
LINO 150 P-Z, W | LINO |  |  | 49W | 3000K/3500K/4000K | 3313451D | 8585054422364 | LED2 3313451D LINO 150 P-Z, W PRISMA 49W DALI/PUSH DIM 3CCT 3000K/3500/4000K | 11228.8 | 9280 | 7.5 | WHITE | 9016 | ALUMINIUM/PMMA | PRISMATIC | 220-240V/50-60Hz | 1200 mA | DALI/PUSH | N/A | 90+ | < 3 | L80B20 50.000h | 5635lm | 115lm/W | 210lm/W | N/A | D | N/A | 77° | IP 20 | 1500 mm | 65 mm | 85 mm | 1500x65x85 mm | 2500 mm | N/A | 1550x100x130 mm | 1 | 1 | N/A | N/A | 0.02015 | 3.7 | 4.9
LINO 150 P-Z, W | LINO |  |  | 49W | 3000K-4000K | 3313451DTW | 8585054422371 | LED2 3313451DTW LINO 150 P-Z, W PRISMA 49W DALI TW 3000K-4000K | 11439.34 | 9454 | 7.5 | WHITE | 9016 | ALUMINIUM/PMMA | PRISMATIC | 220-240V/50-60Hz | 1200 mA | DALI TW/PUSH TW | N/A | 90+ | < 3 | L80B20 50.000h | 5635lm | 115lm/W | 210lm/W | N/A | D | N/A | 77° | IP 20 | 1500 mm | 65 mm | 85 mm | 1500x65x85 mm | 2500 mm | N/A | 1550x100x130 mm | 1 | 1 | N/A | N/A | 0.02015 | 3.7 | 4.9
LINO 150 P-Z, W | LINO |  |  | 49W | 3000K-4000K | 3313451CSTW | 8585054422388 | LED2 3313451CSTW LINO 150 P-Z, W PRISMA 49W CASAMBI TW 3000K-4000K | 16913.38 | 13978 | 7.5 | WHITE | 9016 | ALUMINIUM/PMMA | PRISMATIC | 220-240V/50-60Hz | 1200 mA | CASAMBI TW | N/A | 90+ | < 3 | L80B20 50.000h | 5635lm | 115lm/W | 210lm/W | N/A | D | N/A | 77° | IP 20 | 1500 mm | 65 mm | 85 mm | 1500x65x85 mm | 2500 mm | N/A | 1550x100x130 mm | 1 | 1 | N/A | N/A | 0.02015 | 3.7 | 4.9
LINO 150 P-Z, W | LINO |  |  | 49W | 3000K-4000K | 3313451ZBTW | 8585054422395 | LED2 3313451ZBTW LINO 150 P-Z, W PRISMA 49W ZIGBEE TW 3000K-4000K | 12070.96 | 9976 | 7.5 | WHITE | 9016 | ALUMINIUM/PMMA | PRISMATIC | 220-240V/50-60Hz | 1200 mA | ZIGBEE TW | N/A | 90+ | < 3 | L80B20 50.000h | 5635lm | 115lm/W | 210lm/W | N/A | D | N/A | 77° | IP 20 | 1500 mm | 65 mm | 85 mm | 1500x65x85 mm | 2500 mm | N/A | 1550x100x130 mm | 1 | 1 | N/A | N/A | 0.02015 | 3.7 | 4.9
LINO 150 P-Z, B | LINO |  |  | 37-49W | 3000K/3500K/4000K | 3310553 | 8585054403912 | LED2 3310553 LINO 150 P-Z, B 37-49W 3CCT 3000K/3500/4000K | 8456.69 | 6989 | 7.5 | BLACK | 9005 | ALUMINIUM/PMMA | OPAL | 220-240V/50-60Hz | 800-1200 mA | ON/OFF | N/A | 90+ | < 3 | L80B20 50.000h | 4255-5635lm | 115lm/W | 210lm/W | N/A | D | N/A | 96° | IP 20 | 1500 mm | 65 mm | 85 mm | 1500x65x85 mm | 2500 mm | N/A | 1550x100x130 mm | 1 | 1 | N/A | N/A | 0.02015 | 3.7 | 4.9
LINO 150 P-Z, B | LINO |  |  | 49W | 3000K/3500K/4000K | 3310553D | 8585054405091 | LED2 3310553D LINO 150 P-Z, B DALI/PUSH DIM 49W 3CCT 3000K/3500/4000K | 10351.55 | 8555 | 7.5 | BLACK | 9005 | ALUMINIUM/PMMA | OPAL | 220-240V/50-60Hz | 1200 mA | DALI/PUSH | N/A | 90+ | < 3 | L80B20 50.000h | 5635lm | 115lm/W | 210lm/W | N/A | D | N/A | 96° | IP 20 | 1500 mm | 65 mm | 85 mm | 1500x65x85 mm | 2500 mm | N/A | 1550x100x130 mm | 1 | 1 | N/A | N/A | 0.02015 | 3.7 | 4.9
LINO 150 P-Z, B | LINO |  |  | 49W | 3000K-4000K | 3310553DTW | 8585054420919 | LED2 3310553DTW LINO 150 P-Z, B 49W DALI TW 3000K-4000K | 10562.09 | 8729 | 7.5 | BLACK | 9005 | ALUMINIUM/PMMA | OPAL | 220-240V/50-60Hz | 1200 mA | DALI TW/PUSH TW | N/A | 90+ | < 3 | L80B20 50.000h | 5635lm | 115lm/W | 210lm/W | N/A | D | N/A | 96° | IP 20 | 1500 mm | 65 mm | 85 mm | 1500x65x85 mm | 2500 mm | N/A | 1550x100x130 mm | 1 | 1 | N/A | N/A | 0.02015 | 3.7 | 4.9
LINO 150 P-Z, B | LINO |  |  | 49W | 3000K-4000K | 3310553CSTW | 8585054420926 | LED2 3310553CSTW LINO 150 P-Z, B 49W CASAMBI TW 3000K-4000K | 16036.13 | 13253 | 7.5 | BLACK | 9005 | ALUMINIUM/PMMA | OPAL | 220-240V/50-60Hz | 1200 mA | CASAMBI TW | N/A | 90+ | < 3 | L80B20 50.000h | 5635lm | 115lm/W | 210lm/W | N/A | D | N/A | 96° | IP 20 | 1500 mm | 65 mm | 85 mm | 1500x65x85 mm | 2500 mm | N/A | 1550x100x130 mm | 1 | 1 | N/A | N/A | 0.02015 | 3.7 | 4.9
LINO 150 P-Z, B | LINO |  |  | 49W | 3000K-4000K | 3310553ZBTW | 8585054420933 | LED2 3310553ZBTW LINO 150 P-Z, B 49W ZIGBEE TW 3000K-4000K | 11193.71 | 9251 | 7.5 | BLACK | 9005 | ALUMINIUM/PMMA | OPAL | 220-240V/50-60Hz | 1200 mA | ZIGBEE TW | N/A | 90+ | < 3 | L80B20 50.000h | 5635lm | 115lm/W | 210lm/W | N/A | D | N/A | 96° | IP 20 | 1500 mm | 65 mm | 85 mm | 1500x65x85 mm | 2500 mm | N/A | 1550x100x130 mm | 1 | 1 | N/A | N/A | 0.02015 | 3.7 | 4.9
LINO 150 P-Z, B | LINO |  |  | 37-49W | 3000K/3500K/4000K | 3313453 | 8585054422401 | LED2 3313453 LINO 150 P-Z, B PRISMA 37-49W 3CCT 3000K/3500/4000K | 9333.94 | 7714 | 7.5 | BLACK | 9005 | ALUMINIUM/PMMA | PRISMATIC | 220-240V/50-60Hz | 800-1200 mA | ON/OFF | N/A | 90+ | < 3 | L80B20 50.000h | 4255-5635lm | 115lm/W | 210lm/W | N/A | D | N/A | 77° | IP 20 | 1500 mm | 65 mm | 85 mm | 1500x65x85 mm | 2500 mm | N/A | 1550x100x130 mm | 1 | 1 | N/A | N/A | 0.02015 | 3.7 | 4.9
LINO 150 P-Z, B | LINO |  |  | 49W | 3000K/3500K/4000K | 3313453D | 8585054422418 | LED2 3313453D LINO 150 P-Z, B PRISMA 49W DALI/PUSH DIM 3CCT 3000K/3500/4000K | 11228.8 | 9280 | 7.5 | BLACK | 9005 | ALUMINIUM/PMMA | PRISMATIC | 220-240V/50-60Hz | 1200 mA | DALI/PUSH | N/A | 90+ | < 3 | L80B20 50.000h | 5635lm | 115lm/W | 210lm/W | N/A | D | N/A | 77° | IP 20 | 1500 mm | 65 mm | 85 mm | 1500x65x85 mm | 2500 mm | N/A | 1550x100x130 mm | 1 | 1 | N/A | N/A | 0.02015 | 3.7 | 4.9
LINO 150 P-Z, B | LINO |  |  | 49W | 3000K-4000K | 3313453DTW | 8585054422425 | LED2 3313453DTW LINO 150 P-Z, B PRISMA 49W DALI TW 3000K-4000K | 11439.34 | 9454 | 7.5 | BLACK | 9005 | ALUMINIUM/PMMA | PRISMATIC | 220-240V/50-60Hz | 1200 mA | DALI TW/PUSH TW | N/A | 90+ | < 3 | L80B20 50.000h | 5635lm | 115lm/W | 210lm/W | N/A | D | N/A | 77° | IP 20 | 1500 mm | 65 mm | 85 mm | 1500x65x85 mm | 2500 mm | N/A | 1550x100x130 mm | 1 | 1 | N/A | N/A | 0.02015 | 3.7 | 4.9
LINO 150 P-Z, B | LINO |  |  | 49W | 3000K-4000K | 3313453CSTW | 8585054422432 | LED2 3313453CSTW LINO 150 P-Z, B PRISMA 49W CASAMBI TW 3000K-4000K | 16913.38 | 13978 | 7.5 | BLACK | 9005 | ALUMINIUM/PMMA | PRISMATIC | 220-240V/50-60Hz | 1200 mA | CASAMBI TW | N/A | 90+ | < 3 | L80B20 50.000h | 5635lm | 115lm/W | 210lm/W | N/A | D | N/A | 77° | IP 20 | 1500 mm | 65 mm | 85 mm | 1500x65x85 mm | 2500 mm | N/A | 1550x100x130 mm | 1 | 1 | N/A | N/A | 0.02015 | 3.7 | 4.9
LINO 150 P-Z, B | LINO |  |  | 49W | 3000K-4000K | 3313453ZBTW | 8585054422449 | LED2 3313453ZBTW LINO 150 P-Z, B PRISMA 49W ZIGBEE TW 3000K-4000K | 12070.96 | 9976 | 7.5 | BLACK | 9005 | ALUMINIUM/PMMA | PRISMATIC | 220-240V/50-60Hz | 1200 mA | ZIGBEE TW | N/A | 90+ | < 3 | L80B20 50.000h | 5635lm | 115lm/W | 210lm/W | N/A | D | N/A | 77° | IP 20 | 1500 mm | 65 mm | 85 mm | 1500x65x85 mm | 2500 mm | N/A | 1550x100x130 mm | 1 | 1 | N/A | N/A | 0.02015 | 3.7 | 4.9
LINO 150 P/N-Z, W | LINO |  |  | 37-49W | 3000K/3500K/4000K | 3310651 | 8585054403929 | LED2 3310651 LINO 150 P/N-Z, W 37-49W 3CCT 3000K/3500/4000K | 9860.29 | 8149 | 7.5 | WHITE | 9016 | ALUMINIUM/PMMA | OPAL | 220-240V/50-60Hz | 800-1200 mA | ON/OFF | N/A | 90+ | < 3 | L80B20 50.000h | 4255-5635lm | 115lm/W | 210lm/W | N/A | D | N/A | 96° | IP 20 | 1500 mm | 65 mm | 85 mm | 1500x65x85 mm | 2500 mm | N/A | 1550x100x130 mm | 1 | 1 | N/A | N/A | 0.02015 | 3.7 | 4.9
LINO 150 P/N-Z, W | LINO |  |  | 49W | 3000K/3500K/4000K | 3310651D | 8585054405107 | LED2 3310651D LINO 150 P/N-Z, W DALI/PUSH DIM 49W 3CCT 3000K/3500/4000K | 11755.15 | 9715 | 7.5 | WHITE | 9016 | ALUMINIUM/PMMA | OPAL | 220-240V/50-60Hz | 1200 mA | DALI/PUSH | N/A | 90+ | < 3 | L80B20 50.000h | 5635lm | 115lm/W | 210lm/W | N/A | D | N/A | 96° | IP 20 | 1500 mm | 65 mm | 85 mm | 1500x65x85 mm | 2500 mm | N/A | 1550x100x130 mm | 1 | 1 | N/A | N/A | 0.02015 | 3.7 | 4.9
LINO 150 P/N-Z, W | LINO |  |  | 49W | 3000K-4000K | 3310651DTW | 8585054420957 | LED2 3310651DTW LINO 150 P/N-Z, W 49W DALI TW 3000K-4000K | 11965.69 | 9889 | 7.5 | WHITE | 9016 | ALUMINIUM/PMMA | OPAL | 220-240V/50-60Hz | 1200 mA | DALI TW/PUSH TW | N/A | 90+ | < 3 | L80B20 50.000h | 5635lm | 115lm/W | 210lm/W | N/A | D | N/A | 96° | IP 20 | 1500 mm | 65 mm | 85 mm | 1500x65x85 mm | 2500 mm | N/A | 1550x100x130 mm | 1 | 1 | N/A | N/A | 0.02015 | 3.7 | 4.9
LINO 150 P/N-Z, W | LINO |  |  | 49W | 3000K-4000K | 3310651CSTW | 8585054420964 | LED2 3310651CSTW LINO 150 P/N-Z, W 49W CASAMBI TW 3000K-4000K | 17439.73 | 14413 | 7.5 | WHITE | 9016 | ALUMINIUM/PMMA | OPAL | 220-240V/50-60Hz | 1200 mA | CASAMBI TW | N/A | 90+ | < 3 | L80B20 50.000h | 5635lm | 115lm/W | 210lm/W | N/A | D | N/A | 96° | IP 20 | 1500 mm | 65 mm | 85 mm | 1500x65x85 mm | 2500 mm | N/A | 1550x100x130 mm | 1 | 1 | N/A | N/A | 0.02015 | 3.7 | 4.9
LINO 150 P/N-Z, W | LINO |  |  | 49W | 3000K-4000K | 3310651ZBTW | 8585054420971 | LED2 3310651ZBTW LINO 150 P/N-Z, W 49W ZIGBEE TW 3000K-4000K | 12597.31 | 10411 | 7.5 | WHITE | 9016 | ALUMINIUM/PMMA | OPAL | 220-240V/50-60Hz | 1200 mA | ZIGBEE TW | N/A | 90+ | < 3 | L80B20 50.000h | 5635lm | 115lm/W | 210lm/W | N/A | D | N/A | 96° | IP 20 | 1500 mm | 65 mm | 85 mm | 1500x65x85 mm | 2500 mm | N/A | 1550x100x130 mm | 1 | 1 | N/A | N/A | 0.02015 | 3.7 | 4.9
LINO 150 P/N-Z, W | LINO |  |  | 37-49W | 3000K/3500K/4000K | 3313751 | 8585054422456 | LED2 3313751 LINO 150 P/N-Z, W PRISMA 37-49W 3CCT 3000K/3500/4000K | 10737.54 | 8874 | 7.5 | WHITE | 9016 | ALUMINIUM/PMMA | PRISMATIC | 220-240V/50-60Hz | 800-1200 mA | ON/OFF | N/A | 90+ | < 3 | L80B20 50.000h | 4255-5635lm | 115lm/W | 210lm/W | N/A | D | < 19 | 77° | IP 20 | 1500 mm | 65 mm | 85 mm | 1500x65x85 mm | 2500 mm | N/A | 1550x100x130 mm | 1 | 1 | N/A | N/A | 0.02015 | 3.7 | 4.9
LINO 150 P/N-Z, W | LINO |  |  | 49W | 3000K/3500K/4000K | 3313751D | 8585054422463 | LED2 3313751D LINO 150 P/N-Z, W PRISMA 49W DALI/PUSH DIM 3CCT 3000K/3500/4000K | 12632.4 | 10440 | 7.5 | WHITE | 9016 | ALUMINIUM/PMMA | PRISMATIC | 220-240V/50-60Hz | 1200 mA | DALI/PUSH | N/A | 90+ | < 3 | L80B20 50.000h | 5635lm | 115lm/W | 210lm/W | N/A | D | < 19 | 77° | IP 20 | 1500 mm | 65 mm | 85 mm | 1500x65x85 mm | 2500 mm | N/A | 1550x100x130 mm | 1 | 1 | N/A | N/A | 0.02015 | 3.7 | 4.9
LINO 150 P/N-Z, W | LINO |  |  | 49W | 3000K-4000K | 3313751DTW | 8585054422470 | LED2 3313751DTW LINO 150 P/N-Z, W PRISMA 49W DALI TW 3CCT 3000K-4000K | 12842.94 | 10614 | 7.5 | WHITE | 9016 | ALUMINIUM/PMMA | PRISMATIC | 220-240V/50-60Hz | 1200 mA | DALI TW/PUSH TW | N/A | 90+ | < 3 | L80B20 50.000h | 5635lm | 115lm/W | 210lm/W | N/A | D | < 19 | 77° | IP 20 | 1500 mm | 65 mm | 85 mm | 1500x65x85 mm | 2500 mm | N/A | 1550x100x130 mm | 1 | 1 | N/A | N/A | 0.02015 | 3.7 | 4.9
LINO 150 P/N-Z, W | LINO |  |  | 49W | 3000K-4000K | 3313751CSTW | 8585054422487 | LED2 3313751CSTW LINO 150 P/N-Z, W PRISMA 49W CASAMBI TW 3CCT 3000K-4000K | 18316.98 | 15138 | 7.5 | WHITE | 9016 | ALUMINIUM/PMMA | PRISMATIC | 220-240V/50-60Hz | 1200 mA | CASAMBI TW | N/A | 90+ | < 3 | L80B20 50.000h | 5635lm | 115lm/W | 210lm/W | N/A | D | < 19 | 77° | IP 20 | 1500 mm | 65 mm | 85 mm | 1500x65x85 mm | 2500 mm | N/A | 1550x100x130 mm | 1 | 1 | N/A | N/A | 0.02015 | 3.7 | 4.9
LINO 150 P/N-Z, W | LINO |  |  | 49W | 3000K-4000K | 3313751ZBTW | 8585054422494 | LED2 3313751ZBTW LINO 150 P/N-Z, W PRISMA 49W ZIGBEE TW 3000K-4000K | 13474.56 | 11136 | 7.5 | WHITE | 9016 | ALUMINIUM/PMMA | PRISMATIC | 220-240V/50-60Hz | 1200 mA | ZIGBEE TW | N/A | 90+ | < 3 | L80B20 50.000h | 5635lm | 115lm/W | 210lm/W | N/A | D | < 19 | 77° | IP 20 | 1500 mm | 65 mm | 85 mm | 1500x65x85 mm | 2500 mm | N/A | 1550x100x130 mm | 1 | 1 | N/A | N/A | 0.02015 | 3.7 | 4.9
LINO 150 P/N-Z, B | LINO |  |  | 37-49W | 3000K/3500K/4000K | 3310653 | 8585054403936 | LED2 3310653 LINO 150 P/N-Z, B 37-49W 3CCT 3000K/3500/4000K | 9860.29 | 8149 | 7.5 | BLACK | 9005 | ALUMINIUM/PMMA | OPAL | 220-240V/50-60Hz | 800-1200 mA | ON/OFF | N/A | 90+ | < 3 | L80B20 50.000h | 4255-5635lm | 115lm/W | 210lm/W | N/A | D | N/A | 96° | IP 20 | 1500 mm | 65 mm | 85 mm | 1500x65x85 mm | 2500 mm | N/A | 1550x100x130 mm | 1 | 1 | N/A | N/A | 0.02015 | 3.7 | 4.9
LINO 150 P/N-Z, B | LINO |  |  | 49W | 3000K/3500K/4000K | 3310653D | 8585054405114 | LED2 3310653D LINO 150 P/N-Z, B DALI/PUSH DIM 49W 3CCT 3000K/3500/4000K | 11755.15 | 9715 | 7.5 | BLACK | 9005 | ALUMINIUM/PMMA | OPAL | 220-240V/50-60Hz | 1200 mA | DALI/PUSH | N/A | 90+ | < 3 | L80B20 50.000h | 5635lm | 115lm/W | 210lm/W | N/A | D | N/A | 96° | IP 20 | 1500 mm | 65 mm | 85 mm | 1500x65x85 mm | 2500 mm | N/A | 1550x100x130 mm | 1 | 1 | N/A | N/A | 0.02015 | 3.7 | 4.9
LINO 150 P/N-Z, B | LINO |  |  | 49W | 3000K-4000K | 3310653DTW | 8585054420995 | LED2 3310653DTW LINO 150 P/N-Z, B 49W DALI TW 3000K-4000K | 11965.69 | 9889 | 7.5 | BLACK | 9005 | ALUMINIUM/PMMA | OPAL | 220-240V/50-60Hz | 1200 mA | DALI TW/PUSH TW | N/A | 90+ | < 3 | L80B20 50.000h | 5635lm | 115lm/W | 210lm/W | N/A | D | N/A | 96° | IP 20 | 1500 mm | 65 mm | 85 mm | 1500x65x85 mm | 2500 mm | N/A | 1550x100x130 mm | 1 | 1 | N/A | N/A | 0.02015 | 3.7 | 4.9
LINO 150 P/N-Z, B | LINO |  |  | 49W | 3000K-4000K | 3310653CSTW | 8585054421008 | LED2 3310653CSTW LINO 150 P/N-Z, B 49W CASAMBI TW 3000K-4000K | 17439.73 | 14413 | 7.5 | BLACK | 9005 | ALUMINIUM/PMMA | OPAL | 220-240V/50-60Hz | 1200 mA | CASAMBI TW | N/A | 90+ | < 3 | L80B20 50.000h | 5635lm | 115lm/W | 210lm/W | N/A | D | N/A | 96° | IP 20 | 1500 mm | 65 mm | 85 mm | 1500x65x85 mm | 2500 mm | N/A | 1550x100x130 mm | 1 | 1 | N/A | N/A | 0.02015 | 3.7 | 4.9
LINO 150 P/N-Z, B | LINO |  |  | 49W | 3000K-4000K | 3310653ZBTW | 8585054421015 | LED2 3310653ZBTW LINO 150 P/N-Z, B 49W ZIGBEE TW 3000K-4000K | 12597.31 | 10411 | 7.5 | BLACK | 9005 | ALUMINIUM/PMMA | OPAL | 220-240V/50-60Hz | 1200 mA | ZIGBEE TW | N/A | 90+ | < 3 | L80B20 50.000h | 5635lm | 115lm/W | 210lm/W | N/A | D | N/A | 96° | IP 20 | 1500 mm | 65 mm | 85 mm | 1500x65x85 mm | 2500 mm | N/A | 1550x100x130 mm | 1 | 1 | N/A | N/A | 0.02015 | 3.7 | 4.9
LINO 150 P/N-Z, B | LINO |  |  | 37-49W | 3000K/3500K/4000K | 3313753 | 8585054422500 | LED2 3313753 LINO 150 P/N-Z, B PRISMA 37-49W 3CCT 3000K/3500/4000K | 10737.54 | 8874 | 7.5 | BLACK | 9005 | ALUMINIUM/PMMA | PRISMATIC | 220-240V/50-60Hz | 800-1200 mA | ON/OFF | N/A | 90+ | < 3 | L80B20 50.000h | 4255-5635lm | 115lm/W | 210lm/W | N/A | D | < 19 | 77° | IP 20 | 1500 mm | 65 mm | 85 mm | 1500x65x85 mm | 2500 mm | N/A | 1550x100x130 mm | 1 | 1 | N/A | N/A | 0.02015 | 3.7 | 4.9
LINO 150 P/N-Z, B | LINO |  |  | 49W | 3000K/3500K/4000K | 3313753D | 8585054422517 | LED2 3313753D LINO 150 P/N-Z, B PRISMA 49W DALI/PUSH DIM 3CCT 3000K/3500/4000K | 12632.4 | 10440 | 7.5 | BLACK | 9005 | ALUMINIUM/PMMA | PRISMATIC | 220-240V/50-60Hz | 1200 mA | DALI/PUSH | N/A | 90+ | < 3 | L80B20 50.000h | 5635lm | 115lm/W | 210lm/W | N/A | D | < 19 | 77° | IP 20 | 1500 mm | 65 mm | 85 mm | 1500x65x85 mm | 2500 mm | N/A | 1550x100x130 mm | 1 | 1 | N/A | N/A | 0.02015 | 3.7 | 4.9
LINO 150 P/N-Z, B | LINO |  |  | 49W | 3000K-4000K | 3313753DTW | 8585054422524 | LED2 3313753DTW LINO 150 P/N-Z, B PRISMA 49W DALI TW 3000K-4000K | 12842.94 | 10614 | 7.5 | BLACK | 9005 | ALUMINIUM/PMMA | PRISMATIC | 220-240V/50-60Hz | 1200 mA | DALI TW/PUSH TW | N/A | 90+ | < 3 | L80B20 50.000h | 5635lm | 115lm/W | 210lm/W | N/A | D | < 19 | 77° | IP 20 | 1500 mm | 65 mm | 85 mm | 1500x65x85 mm | 2500 mm | N/A | 1550x100x130 mm | 1 | 1 | N/A | N/A | 0.02015 | 3.7 | 4.9
LINO 150 P/N-Z, B | LINO |  |  | 49W | 3000K-4000K | 3313753CSTW | 8585054422531 | LED2 3313753CSTW LINO 150 P/N-Z, B PRISMA 49W CASAMBI TW 3000K-4000K | 18316.98 | 15138 | 7.5 | BLACK | 9005 | ALUMINIUM/PMMA | PRISMATIC | 220-240V/50-60Hz | 1200 mA | CASAMBI TW | N/A | 90+ | < 3 | L80B20 50.000h | 5635lm | 115lm/W | 210lm/W | N/A | D | < 19 | 77° | IP 20 | 1500 mm | 65 mm | 85 mm | 1500x65x85 mm | 2500 mm | N/A | 1550x100x130 mm | 1 | 1 | N/A | N/A | 0.02015 | 3.7 | 4.9
LINO 150 P/N-Z, B | LINO |  |  | 49W | 3000K-4000K | 3313753ZBTW | 8585054422548 | LED2 3313753ZBTW LINO 150 P/N-Z, B PRISMA 49W ZIGBEE TW 3000K-4000K | 13474.56 | 11136 | 7.5 | BLACK | 9005 | ALUMINIUM/PMMA | PRISMATIC | 220-240V/50-60Hz | 1200 mA | ZIGBEE TW | N/A | 90+ | < 3 | L80B20 50.000h | 5635lm | 115lm/W | 210lm/W | N/A | D | < 19 | 77° | IP 20 | 1500 mm | 65 mm | 85 mm | 1500x65x85 mm | 2500 mm | N/A | 1550x100x130 mm | 1 | 1 | N/A | N/A | 0.02015 | 3.7 | 4.9
LINO II 90 P-Z, W | LINO II | NEW |  | 18-24W | 3000K/3500K/4000K | 3314151 | 8585054427000 | LED2 3314151 LINO II 90 P-Z, W PRISMA 18-24W 3CCT 3000K/3500/4000K | 6877.64 | 5684 | 7.5 | WHITE | 9016 | ALUMINIUM/PMMA | PRISMATIC | 220-240V/50-60Hz | 450-600 mA | ON/OFF | N/A | 90+ | < 3 | L80B20 50.000h | 2520-3360lm | 140lm/W |  | N/A | C | N/A | 80° | IP 20 | 900 mm | 65 mm | 85 mm | 900x65x85 mm | 2500 mm | N/A | 940x100x130 mm | 1 | 1 | N/A | N/A | 0.01222 | 2.3 | 3.1
LINO II 90 P-Z, W | LINO II | NEW |  | 24W | 3000K/3500K/4000K | 3314151D | 8585054427017 | LED2 3314151D LINO II 90 P-Z, W PRISMA 24W DALI/PUSH DIM 3CCT 3000K/3500/4000K | 8983.04 | 7424 | 7.5 | WHITE | 9016 | ALUMINIUM/PMMA | PRISMATIC | 220-240V/50-60Hz | 600 mA | DALI/PUSH | N/A | 90+ | < 3 | L80B20 50.000h | 3360lm | 140lm/W |  | N/A | C | N/A | 80° | IP 20 | 900 mm | 65 mm | 85 mm | 900x65x85 mm | 2500 mm | N/A | 940x100x130 mm | 1 | 1 | N/A | N/A | 0.01222 | 2.3 | 3.1
LINO II 90 P-Z, W | LINO II | NEW |  | 24W | 3000K-4000K | 3314151DTW | 8585054428236 | LED2 3314151DTW LINO II 90 P-Z, W PRISMA 24W DALI TW 3CCT 3000K-4000K | 8983.04 | 7424 | 7.5 | WHITE | 9016 | ALUMINIUM/PMMA | PRISMATIC | 220-240V/50-60Hz | 600 mA | DALI TW/PUSH TW | N/A | 90+ | < 3 | L80B20 50.000h | 3360lm | 140lm/W |  | N/A | C | N/A | 80° | IP 20 | 900 mm | 65 mm | 85 mm | 900x65x85 mm | 2500 mm | N/A | 940x100x130 mm | 1 | 1 | N/A | N/A | 0.01222 | 2.3 | 3.1
LINO II 90 P-Z, W | LINO II | NEW |  | 24W | 3000K-4000K | 3314151CSTW | 8585054428243 | LED2 3314151CSTW LINO II 90 P-Z, W PRISMA 24W CASAMBI TW 3CCT 3000K-4000K | 14457.08 | 11948 | 7.5 | WHITE | 9016 | ALUMINIUM/PMMA | PRISMATIC | 220-240V/50-60Hz | 600 mA | CASAMBI TW | N/A | 90+ | < 3 | L80B20 50.000h | 3360lm | 140lm/W |  | N/A | C | N/A | 80° | IP 20 | 900 mm | 65 mm | 85 mm | 900x65x85 mm | 2500 mm | N/A | 940x100x130 mm | 1 | 1 | N/A | N/A | 0.01222 | 2.3 | 3.1
LINO II 90 P-Z, W | LINO II | NEW |  | 24W | 3000K-4000K | 3314151ZBTW | 8585054428250 | LED2 3314151ZBTW LINO II 90 P-Z, W PRISMA 24W ZIGBEE TW 3CCT 3000K-4000K | 9614.66 | 7946 | 7.5 | WHITE | 9016 | ALUMINIUM/PMMA | PRISMATIC | 220-240V/50-60Hz | 600 mA | ZIGBEE TW | N/A | 90+ | < 3 | L80B20 50.000h | 3360lm | 140lm/W |  | N/A | C | N/A | 80° | IP 20 | 900 mm | 65 mm | 85 mm | 900x65x85 mm | 2500 mm | N/A | 940x100x130 mm | 1 | 1 | N/A | N/A | 0.01222 | 2.3 | 3.1
LINO II 90 P-Z, B | LINO II | NEW |  | 18-24W | 3000K/3500K/4000K | 3314153 | 8585054427024 | LED2 3314153 LINO II 90 P-Z, B PRISMA 18-24W 3CCT 3000K/3500/4000K | 6877.64 | 5684 | 7.5 | BLACK | 9005 | ALUMINIUM/PMMA | PRISMATIC | 220-240V/50-60Hz | 450-600 mA | ON/OFF | N/A | 90+ | < 3 | L80B20 50.000h | 2520-3360lm | 140lm/W |  | N/A | C | N/A | 80° | IP 20 | 900 mm | 65 mm | 85 mm | 900x65x85 mm | 2500 mm | N/A | 940x100x130 mm | 1 | 1 | N/A | N/A | 0.01222 | 2.3 | 3.1
LINO II 90 P-Z, B | LINO II | NEW |  | 24W | 3000K/3500K/4000K | 3314153D | 8585054427031 | LED2 3314153D LINO II 90 P-Z, B PRISMA 24W DALI/PUSH DIM 3CCT 3000K/3500/4000K | 8983.04 | 7424 | 7.5 | BLACK | 9005 | ALUMINIUM/PMMA | PRISMATIC | 220-240V/50-60Hz | 600 mA | DALI/PUSH | N/A | 90+ | < 3 | L80B20 50.000h | 3360lm | 140lm/W |  | N/A | C | N/A | 80° | IP 20 | 900 mm | 65 mm | 85 mm | 900x65x85 mm | 2500 mm | N/A | 940x100x130 mm | 1 | 1 | N/A | N/A | 0.01222 | 2.3 | 3.1
LINO II 90 P-Z, B | LINO II | NEW |  | 24W | 3000K-4000K | 3314153DTW | 8585054428267 | LED2 3314153DTW LINO II 90 P-Z, B PRISMA 24W DALI TW 3CCT 3000K-4000K | 8983.04 | 7424 | 7.5 | BLACK | 9005 | ALUMINIUM/PMMA | PRISMATIC | 220-240V/50-60Hz | 600 mA | DALI TW/PUSH TW | N/A | 90+ | < 3 | L80B20 50.000h | 3360lm | 140lm/W |  | N/A | C | N/A | 80° | IP 20 | 900 mm | 65 mm | 85 mm | 900x65x85 mm | 2500 mm | N/A | 940x100x130 mm | 1 | 1 | N/A | N/A | 0.01222 | 2.3 | 3.1
LINO II 90 P-Z, B | LINO II | NEW |  | 24W | 3000K-4000K | 3314153CSTW | 8585054428274 | LED2 3314153CSTW LINO II 90 P-Z, B PRISMA 24W CASAMBI TW 3CCT 3000K-4000K | 14457.08 | 11948 | 7.5 | BLACK | 9005 | ALUMINIUM/PMMA | PRISMATIC | 220-240V/50-60Hz | 600 mA | CASAMBI TW | N/A | 90+ | < 3 | L80B20 50.000h | 3360lm | 140lm/W |  | N/A | C | N/A | 80° | IP 20 | 900 mm | 65 mm | 85 mm | 900x65x85 mm | 2500 mm | N/A | 940x100x130 mm | 1 | 1 | N/A | N/A | 0.01222 | 2.3 | 3.1
LINO II 90 P-Z, B | LINO II | NEW |  | 24W | 3000K-4000K | 3314153ZBTW | 8585054428281 | LED2 3314153ZBTW LINO II 90 P-Z, B PRISMA 24W CASAMBI TW 3CCT 3000K-4000K | 9614.66 | 7946 | 7.5 | BLACK | 9005 | ALUMINIUM/PMMA | PRISMATIC | 220-240V/50-60Hz | 600 mA | ZIGBEE TW | N/A | 90+ | < 3 | L80B20 50.000h | 3360lm | 140lm/W |  | N/A | C | N/A | 80° | IP 20 | 900 mm | 65 mm | 85 mm | 900x65x85 mm | 2500 mm | N/A | 940x100x130 mm | 1 | 1 | N/A | N/A | 0.01222 | 2.3 | 3.1
LINO II 90 P/N-Z, W | LINO II | NEW |  | 18-24W | 3000K/3500K/4000K | 3314851 | 8585054427048 | LED2 3314851 LINO II 90 P/N-Z, W PRISMA 18-24W 3CCT 3000K/3500/4000K | 7579.44 | 6264 | 7.5 | WHITE | 9016 | ALUMINIUM/PMMA | PRISMATIC | 220-240V/50-60Hz | 450-600 mA | ON/OFF | N/A | 90+ | < 3 | L80B20 50.000h | 2520-3360lm | 140lm/W |  | N/A | C | < 19 | 80° | IP 20 | 900 mm | 65 mm | 85 mm | 900x65x85 mm | 2500 mm | N/A | 940x100x130 mm | 1 | 1 | N/A | N/A | 0.01222 | 2.3 | 3.1
LINO II 90 P/N-Z, W | LINO II | NEW |  | 24W | 3000K/3500K/4000K | 3314851D | 8585054427055 | LED2 3314851D LINO II 90 P/N-Z, W PRISMA 24W DALI/PUSH DIM 3CCT 3000K/3500/4000K | 9684.84 | 8004 | 7.5 | WHITE | 9016 | ALUMINIUM/PMMA | PRISMATIC | 220-240V/50-60Hz | 600 mA | DALI/PUSH | N/A | 90+ | < 3 | L80B20 50.000h | 3360lm | 140lm/W |  | N/A | C | < 19 | 80° | IP 20 | 900 mm | 65 mm | 85 mm | 900x65x85 mm | 2500 mm | N/A | 940x100x130 mm | 1 | 1 | N/A | N/A | 0.01222 | 2.3 | 3.1
LINO II 90 P/N-Z, W | LINO II | NEW |  | 24W | 3000K-4000K | 3314851DTW | 8585054428298 | LED2 3314851DTW LINO II 90 P/N-Z, W PRISMA 24W DALI TW 3CCT 3000K-4000K | 9684.84 | 8004 | 7.5 | WHITE | 9016 | ALUMINIUM/PMMA | PRISMATIC | 220-240V/50-60Hz | 600 mA | DALI TW/PUSH TW | N/A | 90+ | < 3 | L80B20 50.000h | 3360lm | 140lm/W |  | N/A | C | < 19 | 80° | IP 20 | 900 mm | 65 mm | 85 mm | 900x65x85 mm | 2500 mm | N/A | 940x100x130 mm | 1 | 1 | N/A | N/A | 0.01222 | 2.3 | 3.1
LINO II 90 P/N-Z, W | LINO II | NEW |  | 24W | 3000K-4000K | 3314851CSTW | 8585054428304 | LED2 3314851CSTW LINO II 90 P/N-Z, W PRISMA 24W CASAMBI TW 3CCT 3000K-4000K | 15158.88 | 12528 | 7.5 | WHITE | 9016 | ALUMINIUM/PMMA | PRISMATIC | 220-240V/50-60Hz | 600 mA | CASAMBI TW | N/A | 90+ | < 3 | L80B20 50.000h | 3360lm | 140lm/W |  | N/A | C | < 19 | 80° | IP 20 | 900 mm | 65 mm | 85 mm | 900x65x85 mm | 2500 mm | N/A | 940x100x130 mm | 1 | 1 | N/A | N/A | 0.01222 | 2.3 | 3.1
LINO II 90 P/N-Z, W | LINO II | NEW |  | 24W | 3000K-4000K | 3314851ZBTW | 8585054428311 | LED2 3314851ZBTW LINO II 90 P/N-Z, W PRISMA 24W ZIGBEE TW 3CCT 3000K-4000K | 10316.46 | 8526 | 7.5 | WHITE | 9016 | ALUMINIUM/PMMA | PRISMATIC | 220-240V/50-60Hz | 600 mA | ZIGBEE TW | N/A | 90+ | < 3 | L80B20 50.000h | 3360lm | 140lm/W |  | N/A | C | < 19 | 80° | IP 20 | 900 mm | 65 mm | 85 mm | 900x65x85 mm | 2500 mm | N/A | 940x100x130 mm | 1 | 1 | N/A | N/A | 0.01222 | 2.3 | 3.1
LINO II 90 P/N-Z, B | LINO II | NEW |  | 18-24W | 3000K/3500K/4000K | 3314853 | 8585054427062 | LED2 3314853 LINO II 90 P/N-Z, B PRISMA 18-24W 3CCT 3000K/3500/4000K | 7579.44 | 6264 | 7.5 | BLACK | 9005 | ALUMINIUM/PMMA | PRISMATIC | 220-240V/50-60Hz | 450-600 mA | ON/OFF | N/A | 90+ | < 3 | L80B20 50.000h | 2520-3360lm | 140lm/W |  | N/A | C | < 19 | 80° | IP 20 | 900 mm | 65 mm | 85 mm | 900x65x85 mm | 2500 mm | N/A | 940x100x130 mm | 1 | 1 | N/A | N/A | 0.01222 | 2.3 | 3.1
LINO II 90 P/N-Z, B | LINO II | NEW |  | 24W | 3000K/3500K/4000K | 3314853D | 8585054427079 | LED2 3314853D LINO II 90 P/N-Z, B PRISMA 24W DALI/PUSH DIM 3CCT 3000K/3500/4000K | 9684.84 | 8004 | 7.5 | BLACK | 9005 | ALUMINIUM/PMMA | PRISMATIC | 220-240V/50-60Hz | 600 mA | DALI/PUSH | N/A | 90+ | < 3 | L80B20 50.000h | 3360lm | 140lm/W |  | N/A | C | < 19 | 80° | IP 20 | 900 mm | 65 mm | 85 mm | 900x65x85 mm | 2500 mm | N/A | 940x100x130 mm | 1 | 1 | N/A | N/A | 0.01222 | 2.3 | 3.1
LINO II 90 P/N-Z, B | LINO II | NEW |  | 24W | 3000K-4000K | 3314853DTW | 8585054428328 | LED2 3314853DTW LINO II 90 P/N-Z, B PRISMA 24W DALI TW 3CCT 3000K-4000K | 9684.84 | 8004 | 7.5 | BLACK | 9005 | ALUMINIUM/PMMA | PRISMATIC | 220-240V/50-60Hz | 600 mA | DALI TW/PUSH TW | N/A | 90+ | < 3 | L80B20 50.000h | 3360lm | 140lm/W |  | N/A | C | < 19 | 80° | IP 20 | 900 mm | 65 mm | 85 mm | 900x65x85 mm | 2500 mm | N/A | 940x100x130 mm | 1 | 1 | N/A | N/A | 0.01222 | 2.3 | 3.1
LINO II 90 P/N-Z, B | LINO II | NEW |  | 24W | 3000K-4000K | 3314853CSTW | 8585054428335 | LED2 3314853CSTW LINO II 90 P/N-Z, B PRISMA 24W CASAMBI TW 3CCT 3000K-4000K | 15158.88 | 12528 | 7.5 | BLACK | 9005 | ALUMINIUM/PMMA | PRISMATIC | 220-240V/50-60Hz | 600 mA | CASAMBI TW | N/A | 90+ | < 3 | L80B20 50.000h | 3360lm | 140lm/W |  | N/A | C | < 19 | 80° | IP 20 | 900 mm | 65 mm | 85 mm | 900x65x85 mm | 2500 mm | N/A | 940x100x130 mm | 1 | 1 | N/A | N/A | 0.01222 | 2.3 | 3.1
LINO II 90 P/N-Z, B | LINO II | NEW |  | 24W | 3000K-4000K | 3314853ZBTW | 8585054428342 | LED2 3314853ZBTW LINO II 90 P/N-Z, B PRISMA 24W ZIGBEE TW 3CCT 3000K-4000K | 10316.46 | 8526 | 7.5 | BLACK | 9005 | ALUMINIUM/PMMA | PRISMATIC | 220-240V/50-60Hz | 600 mA | ZIGBEE TW | N/A | 90+ | < 3 | L80B20 50.000h | 3360lm | 140lm/W |  | N/A | C | < 19 | 80° | IP 20 | 900 mm | 65 mm | 85 mm | 900x65x85 mm | 2500 mm | N/A | 940x100x130 mm | 1 | 1 | N/A | N/A | 0.01222 | 2.3 | 3.1
LINO II 120 P-Z, W | LINO II | NEW |  | 21-32W | 3000K/3500K/4000K | 3314251 | 8585054427086 | LED2 3314251 LINO II 120 P-Z, W PRISMA 21-32W 3CCT 3000K/3500/4000K | 8105.79 | 6699 | 7.5 | WHITE | 9016 | ALUMINIUM/PMMA | PRISMATIC | 220-240V/50-60Hz | 500-800 mA | ON/OFF | N/A | 90+ | < 3 | L80B20 50.000h | 2940-4480lm | 140lm/W |  | N/A | C | N/A | 80° | IP 20 | 1200 mm | 65 mm | 85 mm | 1200x65x85 mm | 2500 mm | N/A | 1250x100x130 mm | 1 | 1 | N/A | N/A | 0.01625 | 3 | 4
LINO II 120 P-Z, W | LINO II | NEW |  | 32W | 3000K/3500K/4000K | 3314251D | 8585054427093 | LED2 3314251D LINO II 120 P-Z, W PRISMA 32W DALI/PUSH DIM 3CCT 3000K/3500/4000K | 9755.02 | 8062 | 7.5 | WHITE | 9016 | ALUMINIUM/PMMA | PRISMATIC | 220-240V/50-60Hz | 800 mA | DALI/PUSH | N/A | 90+ | < 3 | L80B20 50.000h | 4480lm | 140lm/W |  | N/A | C | N/A | 80° | IP 20 | 1200 mm | 65 mm | 85 mm | 1200x65x85 mm | 2500 mm | N/A | 1250x100x130 mm | 1 | 1 | N/A | N/A | 0.01625 | 3 | 4
LINO II 120 P-Z, W | LINO II | NEW |  | 32W | 3000K-4000K | 3314251DTW | 8585054428359 | LED2 3314251DTW LINO II 120 P-Z, W PRISMA 32W DALI TW 3CCT 3000K-4000K | 10211.19 | 8439 | 7.5 | WHITE | 9016 | ALUMINIUM/PMMA | PRISMATIC | 220-240V/50-60Hz | 800 mA | DALI TW/PUSH TW | N/A | 90+ | < 3 | L80B20 50.000h | 4480lm | 140lm/W |  | N/A | C | N/A | 80° | IP 20 | 1200 mm | 65 mm | 85 mm | 1200x65x85 mm | 2500 mm | N/A | 1250x100x130 mm | 1 | 1 | N/A | N/A | 0.01625 | 3 | 4
LINO II 120 P-Z, W | LINO II | NEW |  | 32W | 3000K-4000K | 3314251CSTW | 8585054428366 | LED2 3314251CSTW LINO II 120 P-Z, W PRISMA 32W CASAMBI TW 3CCT 3000K-4000K | 15685.23 | 12963 | 7.5 | WHITE | 9016 | ALUMINIUM/PMMA | PRISMATIC | 220-240V/50-60Hz | 800 mA | CASAMBI TW | N/A | 90+ | < 3 | L80B20 50.000h | 4480lm | 140lm/W |  | N/A | C | N/A | 80° | IP 20 | 1200 mm | 65 mm | 85 mm | 1200x65x85 mm | 2500 mm | N/A | 1250x100x130 mm | 1 | 1 | N/A | N/A | 0.01625 | 3 | 4
LINO II 120 P-Z, W | LINO II | NEW |  | 32W | 3000K-4000K | 3314251ZBTW | 8585054428373 | LED2 3314251ZBTW LINO II 120 P-Z, W PRISMA 32W ZIGBEE TW 3CCT 3000K-4000K | 10842.81 | 8961 | 7.5 | WHITE | 9016 | ALUMINIUM/PMMA | PRISMATIC | 220-240V/50-60Hz | 800 mA | ZIGBEE TW | N/A | 90+ | < 3 | L80B20 50.000h | 4480lm | 140lm/W |  | N/A | C | N/A | 80° | IP 20 | 1200 mm | 65 mm | 85 mm | 1200x65x85 mm | 2500 mm | N/A | 1250x100x130 mm | 1 | 1 | N/A | N/A | 0.01625 | 3 | 4
LINO II 120 P-Z, B | LINO II | NEW |  | 21-32W | 3000K/3500K/4000K | 3314253 | 8585054427109 | LED2 3314253 LINO II 120 P-Z, B PRISMA 21-32W 3CCT 3000K/3500/4000K | 8105.79 | 6699 | 7.5 | BLACK | 9005 | ALUMINIUM/PMMA | PRISMATIC | 220-240V/50-60Hz | 500-800 mA | ON/OFF | N/A | 90+ | < 3 | L80B20 50.000h | 2940-4480lm | 140lm/W |  | N/A | C | N/A | 80° | IP 20 | 1200 mm | 65 mm | 85 mm | 1200x65x85 mm | 2500 mm | N/A | 1250x100x130 mm | 1 | 1 | N/A | N/A | 0.01625 | 3 | 4
LINO II 120 P-Z, B | LINO II | NEW |  | 32W | 3000K/3500K/4000K | 3314253D | 8585054427116 | LED2 3314253D LINO II 120 P-Z, B PRISMA 32W DALI/PUSH DIM 3CCT 3000K/3500/4000K | 9755.02 | 8062 | 7.5 | BLACK | 9005 | ALUMINIUM/PMMA | PRISMATIC | 220-240V/50-60Hz | 800 mA | DALI/PUSH | N/A | 90+ | < 3 | L80B20 50.000h | 4480lm | 140lm/W |  | N/A | C | N/A | 80° | IP 20 | 1200 mm | 65 mm | 85 mm | 1200x65x85 mm | 2500 mm | N/A | 1250x100x130 mm | 1 | 1 | N/A | N/A | 0.01625 | 3 | 4
LINO II 120 P-Z, B | LINO II | NEW |  | 32W | 3000K-4000K | 3314253DTW | 8585054428380 | LED2 3314253DTW LINO II 120 P-Z, B PRISMA 32W DALI TW 3CCT 3000K-4000K | 10211.19 | 8439 | 7.5 | BLACK | 9005 | ALUMINIUM/PMMA | PRISMATIC | 220-240V/50-60Hz | 800 mA | DALI TW/PUSH TW | N/A | 90+ | < 3 | L80B20 50.000h | 4480lm | 140lm/W |  | N/A | C | N/A | 80° | IP 20 | 1200 mm | 65 mm | 85 mm | 1200x65x85 mm | 2500 mm | N/A | 1250x100x130 mm | 1 | 1 | N/A | N/A | 0.01625 | 3 | 4
LINO II 120 P-Z, B | LINO II | NEW |  | 32W | 3000K-4000K | 3314253CSTW | 8585054428397 | LED2 3314253CSTW LINO II 120 P-Z, B PRISMA 32W CASAMBI TW 3CCT 3000K-4000K | 15685.23 | 12963 | 7.5 | BLACK | 9005 | ALUMINIUM/PMMA | PRISMATIC | 220-240V/50-60Hz | 800 mA | CASAMBI TW | N/A | 90+ | < 3 | L80B20 50.000h | 4480lm | 140lm/W |  | N/A | C | N/A | 80° | IP 20 | 1200 mm | 65 mm | 85 mm | 1200x65x85 mm | 2500 mm | N/A | 1250x100x130 mm | 1 | 1 | N/A | N/A | 0.01625 | 3 | 4
LINO II 120 P-Z, B | LINO II | NEW |  | 32W | 3000K-4000K | 3314253ZBTW | 8585054428403 | LED2 3314253ZBTW LINO II 120 P-Z, B PRISMA 32W ZIGBEE TW 3CCT 3000K-4000K | 10842.81 | 8961 | 7.5 | BLACK | 9005 | ALUMINIUM/PMMA | PRISMATIC | 220-240V/50-60Hz | 800 mA | ZIGBEE TW | N/A | 90+ | < 3 | L80B20 50.000h | 4480lm | 140lm/W |  | N/A | C | N/A | 80° | IP 20 | 1200 mm | 65 mm | 85 mm | 1200x65x85 mm | 2500 mm | N/A | 1250x100x130 mm | 1 | 1 | N/A | N/A | 0.01625 | 3 | 4
LINO II 120 P/N-Z, W | LINO II | NEW |  | 21-32W | 3000K/3500K/4000K | 3314951 | 8585054427123 | LED2 3314951 LINO II 120 P/N-Z, W PRISMA 21-32W 3CCT 3000K/3500/4000K | 9158.49 | 7569 | 7.5 | WHITE | 9016 | ALUMINIUM/PMMA | PRISMATIC | 220-240V/50-60Hz | 500-800 mA | ON/OFF | N/A | 90+ | < 3 | L80B20 50.000h | 2940-4480lm | 140lm/W |  | N/A | C | < 19 | 80° | IP 20 | 1200 mm | 65 mm | 85 mm | 1200x65x85 mm | 2500 mm | N/A | 1250x100x130 mm | 1 | 1 | N/A | N/A | 0.01625 | 3 | 4
LINO II 120 P/N-Z, W | LINO II | NEW |  | 32W | 3000K/3500K/4000K | 3314951D | 8585054427130 | LED2 3314951D LINO II 120 P/N-Z, W PRISMA 32W DALI/PUSH DIM 3CCT 3000K/3500/4000K | 10807.72 | 8932 | 7.5 | WHITE | 9016 | ALUMINIUM/PMMA | PRISMATIC | 220-240V/50-60Hz | 800 mA | DALI/PUSH | N/A | 90+ | < 3 | L80B20 50.000h | 4480lm | 140lm/W |  | N/A | C | < 19 | 80° | IP 20 | 1200 mm | 65 mm | 85 mm | 1200x65x85 mm | 2500 mm | N/A | 1250x100x130 mm | 1 | 1 | N/A | N/A | 0.01625 | 3 | 4
LINO II 120 P/N-Z, W | LINO II | NEW |  | 32W | 3000K-4000K | 3314951DTW | 8585054428410 | LED2 3314951DTW LINO II 120 P/N-Z, W PRISMA 32W DALI TW 3CCT 3000K-4000K | 11263.89 | 9309 | 7.5 | WHITE | 9016 | ALUMINIUM/PMMA | PRISMATIC | 220-240V/50-60Hz | 800 mA | DALI TW/PUSH TW | N/A | 90+ | < 3 | L80B20 50.000h | 4480lm | 140lm/W |  | N/A | C | < 19 | 80° | IP 20 | 1200 mm | 65 mm | 85 mm | 1200x65x85 mm | 2500 mm | N/A | 1250x100x130 mm | 1 | 1 | N/A | N/A | 0.01625 | 3 | 4
LINO II 120 P/N-Z, W | LINO II | NEW |  | 32W | 3000K-4000K | 3314951CSTW | 8585054428427 | LED2 3314951SCTW LINO II 120 P/N-Z, W PRISMA 32W CASAMBI TW 3CCT 3000K-4000K | 16737.93 | 13833 | 7.5 | WHITE | 9016 | ALUMINIUM/PMMA | PRISMATIC | 220-240V/50-60Hz | 800 mA | CASAMBI TW | N/A | 90+ | < 3 | L80B20 50.000h | 4480lm | 140lm/W |  | N/A | C | < 19 | 80° | IP 20 | 1200 mm | 65 mm | 85 mm | 1200x65x85 mm | 2500 mm | N/A | 1250x100x130 mm | 1 | 1 | N/A | N/A | 0.01625 | 3 | 4
LINO II 120 P/N-Z, W | LINO II | NEW |  | 32W | 3000K-4000K | 3314951ZBTW | 8585054428434 | LED2 3314951ZBTW LINO II 120 P/N-Z, W PRISMA 32W ZIGBEE TW 3CCT 3000K-4000K | 11895.51 | 9831 | 7.5 | WHITE | 9016 | ALUMINIUM/PMMA | PRISMATIC | 220-240V/50-60Hz | 800 mA | ZIGBEE TW | N/A | 90+ | < 3 | L80B20 50.000h | 4480lm | 140lm/W |  | N/A | C | < 19 | 80° | IP 20 | 1200 mm | 65 mm | 85 mm | 1200x65x85 mm | 2500 mm | N/A | 1250x100x130 mm | 1 | 1 | N/A | N/A | 0.01625 | 3 | 4
LINO II 120 P/N-Z, B | LINO II | NEW |  | 21-32W | 3000K/3500K/4000K | 3314953 | 8585054427147 | LED2 3314953 LINO II 120 P/N-Z, B PRISMA 21-32W 3CCT 3000K/3500/4000K | 9158.49 | 7569 | 7.5 | BLACK | 9005 | ALUMINIUM/PMMA | PRISMATIC | 220-240V/50-60Hz | 500-800 mA | ON/OFF | N/A | 90+ | < 3 | L80B20 50.000h | 2940-4480lm | 140lm/W |  | N/A | C | < 19 | 80° | IP 20 | 1200 mm | 65 mm | 85 mm | 1200x65x85 mm | 2500 mm | N/A | 1250x100x130 mm | 1 | 1 | N/A | N/A | 0.01625 | 3 | 4
LINO II 120 P/N-Z, B | LINO II | NEW |  | 32W | 3000K/3500K/4000K | 3314953D | 8585054427154 | LED2 3314953D LINO II 120 P/N-Z, B PRISMA 32W DALI/PUSH DIM 3CCT 3000K/3500/4000K | 10807.72 | 8932 | 7.5 | BLACK | 9005 | ALUMINIUM/PMMA | PRISMATIC | 220-240V/50-60Hz | 800 mA | DALI/PUSH | N/A | 90+ | < 3 | L80B20 50.000h | 4480lm | 140lm/W |  | N/A | C | < 19 | 80° | IP 20 | 1200 mm | 65 mm | 85 mm | 1200x65x85 mm | 2500 mm | N/A | 1250x100x130 mm | 1 | 1 | N/A | N/A | 0.01625 | 3 | 4
LINO II 120 P/N-Z, B | LINO II | NEW |  | 32W | 3000K-4000K | 3314953DTW | 8585054428441 | LED2 3314953DTW LINO II 120 P/N-Z, B PRISMA 32W DALI TW 3CCT 3000K-4000K | 11263.89 | 9309 | 7.5 | BLACK | 9005 | ALUMINIUM/PMMA | PRISMATIC | 220-240V/50-60Hz | 800 mA | DALI TW/PUSH TW | N/A | 90+ | < 3 | L80B20 50.000h | 4480lm | 140lm/W |  | N/A | C | < 19 | 80° | IP 20 | 1200 mm | 65 mm | 85 mm | 1200x65x85 mm | 2500 mm | N/A | 1250x100x130 mm | 1 | 1 | N/A | N/A | 0.01625 | 3 | 4
LINO II 120 P/N-Z, B | LINO II | NEW |  | 32W | 3000K-4000K | 3314953CSTW | 8585054428458 | LED2 3314953CSTW LINO II 120 P/N-Z, B PRISMA 32W CASAMBI TW 3CCT 3000K-4000K | 16737.93 | 13833 | 7.5 | BLACK | 9005 | ALUMINIUM/PMMA | PRISMATIC | 220-240V/50-60Hz | 800 mA | CASAMBI TW | N/A | 90+ | < 3 | L80B20 50.000h | 4480lm | 140lm/W |  | N/A | C | < 19 | 80° | IP 20 | 1200 mm | 65 mm | 85 mm | 1200x65x85 mm | 2500 mm | N/A | 1250x100x130 mm | 1 | 1 | N/A | N/A | 0.01625 | 3 | 4
LINO II 120 P/N-Z, B | LINO II | NEW |  | 32W | 3000K-4000K | 3314953ZBTW | 8585054428465 | LED2 3314953ZBTW LINO II 120 P/N-Z, B PRISMA 32W ZIGBEE TW 3CCT 3000K-4000K | 11895.51 | 9831 | 7.5 | BLACK | 9005 | ALUMINIUM/PMMA | PRISMATIC | 220-240V/50-60Hz | 800 mA | ZIGBEE TW | N/A | 90+ | < 3 | L80B20 50.000h | 4480lm | 140lm/W |  | N/A | C | < 19 | 80° | IP 20 | 1200 mm | 65 mm | 85 mm | 1200x65x85 mm | 2500 mm | N/A | 1250x100x130 mm | 1 | 1 | N/A | N/A | 0.01625 | 3 | 4
LINO II 150 P-Z, W | LINO II | NEW |  | 37-49W | 3000K/3500K/4000K | 3314351 | 8585054427161 | LED2 3314351 LINO II 150 P-Z, W PRISMA 37-49W 3CCT 3000K/3500/4000K | 9333.94 | 7714 | 7.5 | WHITE | 9016 | ALUMINIUM/PMMA | PRISMATIC | 220-240V/50-60Hz | 800-1200 mA | ON/OFF | N/A | 90+ | < 3 | L80B20 50.000h | 5180-6860lm | 140lm/W |  | N/A | C | N/A | 80° | IP 20 | 1500 mm | 65 mm | 85 mm | 1500x65x85 mm | 2500 mm | N/A | 1550x100x130 mm | 1 | 1 | N/A | N/A | 0.02015 | 3.7 | 4.9
LINO II 150 P-Z, W | LINO II | NEW |  | 49W | 3000K/3500K/4000K | 3314351D | 8585054427178 | LED2 3314351D LINO II 150 P-Z, W PRISMA 49W DALI/PUSH DIM 3CCT 3000K/3500/4000K | 11228.8 | 9280 | 7.5 | WHITE | 9016 | ALUMINIUM/PMMA | PRISMATIC | 220-240V/50-60Hz | 1200 mA | DALI/PUSH | N/A | 90+ | < 3 | L80B20 50.000h | 6860lm | 140lm/W |  | N/A | C | N/A | 80° | IP 20 | 1500 mm | 65 mm | 85 mm | 1500x65x85 mm | 2500 mm | N/A | 1550x100x130 mm | 1 | 1 | N/A | N/A | 0.02015 | 3.7 | 4.9
LINO II 150 P-Z, W | LINO II | NEW |  | 49W | 3000K-4000K | 3314351DTW | 8585054428472 | LED2 3314351DTW LINO II 150 P-Z, W PRISMA 49W DALI TW 3CCT 3000K-4000K | 11439.34 | 9454 | 7.5 | WHITE | 9016 | ALUMINIUM/PMMA | PRISMATIC | 220-240V/50-60Hz | 1200 mA | DALI TW/PUSH TW | N/A | 90+ | < 3 | L80B20 50.000h | 6860lm | 140lm/W |  | N/A | C | N/A | 80° | IP 20 | 1500 mm | 65 mm | 85 mm | 1500x65x85 mm | 2500 mm | N/A | 1550x100x130 mm | 1 | 1 | N/A | N/A | 0.02015 | 3.7 | 4.9
LINO II 150 P-Z, W | LINO II | NEW |  | 49W | 3000K-4000K | 3314351CSTW | 8585054428489 | LED2 3314351CSTW LINO II 150 P-Z, W PRISMA 49W CASAMBI TW 3CCT 3000K-4000K | 16913.38 | 13978 | 7.5 | WHITE | 9016 | ALUMINIUM/PMMA | PRISMATIC | 220-240V/50-60Hz | 1200 mA | CASAMBI TW | N/A | 90+ | < 3 | L80B20 50.000h | 6860lm | 140lm/W |  | N/A | C | N/A | 80° | IP 20 | 1500 mm | 65 mm | 85 mm | 1500x65x85 mm | 2500 mm | N/A | 1550x100x130 mm | 1 | 1 | N/A | N/A | 0.02015 | 3.7 | 4.9
LINO II 150 P-Z, W | LINO II | NEW |  | 49W | 3000K-4000K | 3314351ZBTW | 8585054428496 | LED2 3314351ZBTW LINO II 150 P-Z, W PRISMA 49W ZIGBEE TW 3CCT 3000K-4000K | 12070.96 | 9976 | 7.5 | WHITE | 9016 | ALUMINIUM/PMMA | PRISMATIC | 220-240V/50-60Hz | 1200 mA | ZIGBEE TW | N/A | 90+ | < 3 | L80B20 50.000h | 6860lm | 140lm/W |  | N/A | C | N/A | 80° | IP 20 | 1500 mm | 65 mm | 85 mm | 1500x65x85 mm | 2500 mm | N/A | 1550x100x130 mm | 1 | 1 | N/A | N/A | 0.02015 | 3.7 | 4.9
LINO II 150 P-Z, B | LINO II | NEW |  | 37-49W | 3000K/3500K/4000K | 3314353 | 8585054427185 | LED2 3314353 LINO II 150 P-Z, B PRISMA 37-49W 3CCT 3000K/3500/4000K | 9333.94 | 7714 | 7.5 | BLACK | 9005 | ALUMINIUM/PMMA | PRISMATIC | 220-240V/50-60Hz | 800-1200 mA | ON/OFF | N/A | 90+ | < 3 | L80B20 50.000h | 5180-6860lm | 140lm/W |  | N/A | C | N/A | 80° | IP 20 | 1500 mm | 65 mm | 85 mm | 1500x65x85 mm | 2500 mm | N/A | 1550x100x130 mm | 1 | 1 | N/A | N/A | 0.02015 | 3.7 | 4.9
LINO II 150 P-Z, B | LINO II | NEW |  | 49W | 3000K/3500K/4000K | 3314353D | 8585054427192 | LED2 3314353D LINO II 150 P-Z, B PRISMA 49W DALI/PUSH DIM 3CCT 3000K/3500/4000K | 11228.8 | 9280 | 7.5 | BLACK | 9005 | ALUMINIUM/PMMA | PRISMATIC | 220-240V/50-60Hz | 1200 mA | DALI/PUSH | N/A | 90+ | < 3 | L80B20 50.000h | 6860lm | 140lm/W |  | N/A | C | N/A | 80° | IP 20 | 1500 mm | 65 mm | 85 mm | 1500x65x85 mm | 2500 mm | N/A | 1550x100x130 mm | 1 | 1 | N/A | N/A | 0.02015 | 3.7 | 4.9
LINO II 150 P-Z, B | LINO II | NEW |  | 49W | 3000K-4000K | 3314353DTW | 8585054428502 | LED2 3314353DTW LINO II 150 P-Z, B PRISMA 49W DALI TW 3CCT 3000K-4000K | 11439.34 | 9454 | 7.5 | BLACK | 9005 | ALUMINIUM/PMMA | PRISMATIC | 220-240V/50-60Hz | 1200 mA | DALI TW/PUSH TW | N/A | 90+ | < 3 | L80B20 50.000h | 6860lm | 140lm/W |  | N/A | C | N/A | 80° | IP 20 | 1500 mm | 65 mm | 85 mm | 1500x65x85 mm | 2500 mm | N/A | 1550x100x130 mm | 1 | 1 | N/A | N/A | 0.02015 | 3.7 | 4.9
LINO II 150 P-Z, B | LINO II | NEW |  | 49W | 3000K-4000K | 3314353CSTW | 8585054428519 | LED2 3314353CSTW LINO II 150 P-Z, B PRISMA 49W CASAMBI TW 3CCT 3000K-4000K | 16913.38 | 13978 | 7.5 | BLACK | 9005 | ALUMINIUM/PMMA | PRISMATIC | 220-240V/50-60Hz | 1200 mA | CASAMBI TW | N/A | 90+ | < 3 | L80B20 50.000h | 6860lm | 140lm/W |  | N/A | C | N/A | 80° | IP 20 | 1500 mm | 65 mm | 85 mm | 1500x65x85 mm | 2500 mm | N/A | 1550x100x130 mm | 1 | 1 | N/A | N/A | 0.02015 | 3.7 | 4.9
LINO II 150 P-Z, B | LINO II | NEW |  | 49W | 3000K-4000K | 3314353ZBTW | 8585054428526 | LED2 3314353ZBTW LINO II 150 P-Z, B PRISMA 49W ZIGBEE TW 3CCT 3000K-4000K | 12070.96 | 9976 | 7.5 | BLACK | 9005 | ALUMINIUM/PMMA | PRISMATIC | 220-240V/50-60Hz | 1200 mA | ZIGBEE TW | N/A | 90+ | < 3 | L80B20 50.000h | 6860lm | 140lm/W |  | N/A | C | N/A | 80° | IP 20 | 1500 mm | 65 mm | 85 mm | 1500x65x85 mm | 2500 mm | N/A | 1550x100x130 mm | 1 | 1 | N/A | N/A | 0.02015 | 3.7 | 4.9
LINO II 150 P/N-Z, W | LINO II | NEW |  | 37-49W | 3000K/3500K/4000K | 3315051 | 8585054427208 | LED2 3315051 LINO II 150 P/N-Z, W PRISMA 37-49W 3CCT 3000K/3500/4000K | 10737.54 | 8874 | 7.5 | WHITE | 9016 | ALUMINIUM/PMMA | PRISMATIC | 220-240V/50-60Hz | 800-1200 mA | ON/OFF | N/A | 90+ | < 3 | L80B20 50.000h | 5180-6860lm | 140lm/W |  | N/A | C | < 19 | 80° | IP 20 | 1500 mm | 65 mm | 85 mm | 1500x65x85 mm | 2500 mm | N/A | 1550x100x130 mm | 1 | 1 | N/A | N/A | 0.02015 | 3.7 | 4.9
LINO II 150 P/N-Z, W | LINO II | NEW |  | 49W | 3000K/3500K/4000K | 3315051D | 8585054427215 | LED2 3315051D LINO II 150 P/N-Z, W PRISMA 49W DALI/PUSH DIM 3CCT 3000K/3500/4000K | 12632.4 | 10440 | 7.5 | WHITE | 9016 | ALUMINIUM/PMMA | PRISMATIC | 220-240V/50-60Hz | 1200 mA | DALI/PUSH | N/A | 90+ | < 3 | L80B20 50.000h | 6860lm | 140lm/W |  | N/A | C | < 19 | 80° | IP 20 | 1500 mm | 65 mm | 85 mm | 1500x65x85 mm | 2500 mm | N/A | 1550x100x130 mm | 1 | 1 | N/A | N/A | 0.02015 | 3.7 | 4.9
LINO II 150 P/N-Z, W | LINO II | NEW |  | 49W | 3000K-4000K | 3315051DTW | 8585054428533 | LED2 3315051DTW LINO II 150 P/N-Z, W PRISMA 49W DALI TW 3CCT 3000K-4000K | 12842.94 | 10614 | 7.5 | WHITE | 9016 | ALUMINIUM/PMMA | PRISMATIC | 220-240V/50-60Hz | 1200 mA | DALI TW/PUSH TW | N/A | 90+ | < 3 | L80B20 50.000h | 6860lm | 140lm/W |  | N/A | C | < 19 | 80° | IP 20 | 1500 mm | 65 mm | 85 mm | 1500x65x85 mm | 2500 mm | N/A | 1550x100x130 mm | 1 | 1 | N/A | N/A | 0.02015 | 3.7 | 4.9
LINO II 150 P/N-Z, W | LINO II | NEW |  | 49W | 3000K-4000K | 3315051CSTW | 8585054428540 | LED2 3315051CSTW LINO II 150 P/N-Z, W PRISMA 49W CASAMBI TW 3CCT 3000K-4000K | 18316.98 | 15138 | 7.5 | WHITE | 9016 | ALUMINIUM/PMMA | PRISMATIC | 220-240V/50-60Hz | 1200 mA | CASAMBI TW | N/A | 90+ | < 3 | L80B20 50.000h | 6860lm | 140lm/W |  | N/A | C | < 19 | 80° | IP 20 | 1500 mm | 65 mm | 85 mm | 1500x65x85 mm | 2500 mm | N/A | 1550x100x130 mm | 1 | 1 | N/A | N/A | 0.02015 | 3.7 | 4.9
LINO II 150 P/N-Z, W | LINO II | NEW |  | 49W | 3000K-4000K | 3315051ZBTW | 8585054428557 | LED2 3315051ZBTW LINO II 150 P/N-Z, W PRISMA 49W ZIGBEE TW 3CCT 3000K-4000K | 13474.56 | 11136 | 7.5 | WHITE | 9016 | ALUMINIUM/PMMA | PRISMATIC | 220-240V/50-60Hz | 1200 mA | ZIGBEE TW | N/A | 90+ | < 3 | L80B20 50.000h | 6860lm | 140lm/W |  | N/A | C | < 19 | 80° | IP 20 | 1500 mm | 65 mm | 85 mm | 1500x65x85 mm | 2500 mm | N/A | 1550x100x130 mm | 1 | 1 | N/A | N/A | 0.02015 | 3.7 | 4.9
LINO II 150 P/N-Z, B | LINO II | NEW |  | 37-49W | 3000K/3500K/4000K | 3315053 | 8585054427222 | LED2 3315053 LINO II 150 P/N-Z, B PRISMA 37-49W 3CCT 3000K/3500/4000K | 10737.54 | 8874 | 7.5 | BLACK | 9005 | ALUMINIUM/PMMA | PRISMATIC | 220-240V/50-60Hz | 800-1200 mA | ON/OFF | N/A | 90+ | < 3 | L80B20 50.000h | 5180-6860lm | 140lm/W |  | N/A | C | < 19 | 80° | IP 20 | 1500 mm | 65 mm | 85 mm | 1500x65x85 mm | 2500 mm | N/A | 1550x100x130 mm | 1 | 1 | N/A | N/A | 0.02015 | 3.7 | 4.9
LINO II 150 P/N-Z, B | LINO II | NEW |  | 49W | 3000K/3500K/4000K | 3315053D | 8585054427239 | LED2 3315053D LINO II 150 P/N-Z, B PRISMA 49W DALI/PUSH DIM 3CCT 3000K/3500/4000K | 12632.4 | 10440 | 7.5 | BLACK | 9005 | ALUMINIUM/PMMA | PRISMATIC | 220-240V/50-60Hz | 1200 mA | DALI/PUSH | N/A | 90+ | < 3 | L80B20 50.000h | 6860lm | 140lm/W |  | N/A | C | < 19 | 80° | IP 20 | 1500 mm | 65 mm | 85 mm | 1500x65x85 mm | 2500 mm | N/A | 1550x100x130 mm | 1 | 1 | N/A | N/A | 0.02015 | 3.7 | 4.9
LINO II 150 P/N-Z, B | LINO II | NEW |  | 49W | 3000K-4000K | 3315053DTW | 8585054428564 | LED2 3315053DTW LINO II 150 P/N-Z, B PRISMA 49W DALI TW 3CCT 3000K-4000K | 12842.94 | 10614 | 7.5 | BLACK | 9005 | ALUMINIUM/PMMA | PRISMATIC | 220-240V/50-60Hz | 1200 mA | DALI TW/PUSH TW | N/A | 90+ | < 3 | L80B20 50.000h | 6860lm | 140lm/W |  | N/A | C | < 19 | 80° | IP 20 | 1500 mm | 65 mm | 85 mm | 1500x65x85 mm | 2500 mm | N/A | 1550x100x130 mm | 1 | 1 | N/A | N/A | 0.02015 | 3.7 | 4.9
LINO II 150 P/N-Z, B | LINO II | NEW |  | 49W | 3000K-4000K | 3315053CSTW | 8585054428571 | LED2 3315053CSTW LINO II 150 P/N-Z, B PRISMA 49W CASAMBI TW 3CCT 3000K-4000K | 18316.98 | 15138 | 7.5 | BLACK | 9005 | ALUMINIUM/PMMA | PRISMATIC | 220-240V/50-60Hz | 1200 mA | CASAMBI TW | N/A | 90+ | < 3 | L80B20 50.000h | 6860lm | 140lm/W |  | N/A | C | < 19 | 80° | IP 20 | 1500 mm | 65 mm | 85 mm | 1500x65x85 mm | 2500 mm | N/A | 1550x100x130 mm | 1 | 1 | N/A | N/A | 0.02015 | 3.7 | 4.9
LINO II 150 P/N-Z, B | LINO II | NEW |  | 49W | 3000K-4000K | 3315053ZBTW | 8585054428588 | LED2 3315053ZBTW LINO II 150 P/N-Z, B PRISMA 49W ZIGBEE TW 3CCT 3000K-4000K | 13474.56 | 11136 | 7.5 | BLACK | 9005 | ALUMINIUM/PMMA | PRISMATIC | 220-240V/50-60Hz | 1200 mA | ZIGBEE TW | N/A | 90+ | < 3 | L80B20 50.000h | 6860lm | 140lm/W |  | N/A | C | < 19 | 80° | IP 20 | 1500 mm | 65 mm | 85 mm | 1500x65x85 mm | 2500 mm | N/A | 1550x100x130 mm | 1 | 1 | N/A | N/A | 0.02015 | 3.7 | 4.9
LINO LASER 120 P-Z, B | LINO |  |  | 24-32W | 3000K | 3312333 | 8585054406296 | LED2 3312333 LINO LASER 120 P-Z, B 24-32W 3000K | 8316.33 | 6873 | 7.5 | BLACK | 9005 | ALUMINIUM/PMMA | LOUVRE | 220-240V/50-60Hz | 500-700 mA | ON/OFF | N/A | 90+ | < 3 | L80B20 50.000h | 2880-3840lm | 120lm/W | 210lm/W | N/A | D | < 16 | 65° | IP 20 | 1200 mm | 65 mm | 85 mm | 1200x65x85 mm | 2500 mm | N/A | 1250x100x130 mm | 1 | 1 | N/A | N/A | 0.01625 | 3.2 | 4.2
LINO LASER 120 P-Z, B | LINO |  |  | 32W | 3000K | 3312333D | 8585054406302 | LED2 3312333D LINO LASER 120 P-Z, B DALI/PUSH DIM 32W 3000K | 9965.56 | 8236 | 7.5 | BLACK | 9005 | ALUMINIUM/PMMA | LOUVRE | 220-240V/50-60Hz | 700 mA | DALI/PUSH | N/A | 90+ | < 3 | L80B20 50.000h | 3840lm | 120lm/W | 210lm/W | N/A | D | < 16 | 65° | IP 20 | 1200 mm | 65 mm | 85 mm | 1200x65x85 mm | 2500 mm | N/A | 1250x100x130 mm | 1 | 1 | N/A | N/A | 0.01625 | 3.2 | 4.2
LINO LASER 120 P-Z, B | LINO |  |  | 32W | 3000K | 3312333CS | 8585054421022 | LED2 3312333CS LINO LASER 120 P-Z, B 32W CASAMBI 3000K | 15439.6 | 12760 | 7.5 | BLACK | 9005 | ALUMINIUM/PMMA | LOUVRE | 220-240V/50-60Hz | 700 mA | CASAMBI | N/A | 90+ | < 3 | L80B20 50.000h | 3840lm | 120lm/W | 210lm/W | N/A | D | < 16 | 65° | IP 20 | 1200 mm | 65 mm | 85 mm | 1200x65x85 mm | 2500 mm | N/A | 1250x100x130 mm | 1 | 1 | N/A | N/A | 0.01625 | 3.2 | 4.2
LINO LASER 120 P-Z, B | LINO |  |  | 32W | 3000K | 3312333ZB | 8585054421039 | LED2 3312333ZB LINO LASER 120 P-Z, B 32W ZIGBEE 3000K | 12948.21 | 10701 | 7.5 | BLACK | 9005 | ALUMINIUM/PMMA | LOUVRE | 220-240V/50-60Hz | 700 mA | ZIGBEE | N/A | 90+ | < 3 | L80B20 50.000h | 3840lm | 120lm/W | 210lm/W | N/A | D | < 16 | 65° | IP 20 | 1200 mm | 65 mm | 85 mm | 1200x65x85 mm | 2500 mm | N/A | 1250x100x130 mm | 1 | 1 | N/A | N/A | 0.01625 | 3.2 | 4.2
LINO LASER 120 P-Z, B | LINO |  |  | 24-32W | 4000K | 3312343 | 8585054406319 | LED2 3312343 LINO LASER 120 P-Z, B 24-32W 4000K | 8316.33 | 6873 | 7.5 | BLACK | 9005 | ALUMINIUM/PMMA | LOUVRE | 220-240V/50-60Hz | 500-700 mA | ON/OFF | N/A | 90+ | < 3 | L80B20 50.000h | 2880-3840lm | 120lm/W | 210lm/W | N/A | D | < 16 | 65° | IP 20 | 1200 mm | 65 mm | 85 mm | 1200x65x85 mm | 2500 mm | N/A | 1250x100x130 mm | 1 | 1 | N/A | N/A | 0.01625 | 3.2 | 4.2
LINO LASER 120 P-Z, B | LINO |  |  | 32W | 4000K | 3312343D | 8585054406326 | LED2 3312343D LINO LASER 120 P-Z, B DALI/PUSH DIM 32W 4000K | 9965.56 | 8236 | 7.5 | BLACK | 9005 | ALUMINIUM/PMMA | LOUVRE | 220-240V/50-60Hz | 700 mA | DALI/PUSH | N/A | 90+ | < 3 | L80B20 50.000h | 3840lm | 120lm/W | 210lm/W | N/A | D | < 16 | 65° | IP 20 | 1200 mm | 65 mm | 85 mm | 1200x65x85 mm | 2500 mm | N/A | 1250x100x130 mm | 1 | 1 | N/A | N/A | 0.01625 | 3.2 | 4.2
LINO LASER 120 P-Z, B | LINO |  |  | 32W | 4000K | 3312343CS | 8585054421046 | LED2 3312343CS LINO LASER 120 P-Z, B 32W CASAMBI 4000K | 15439.6 | 12760 | 7.5 | BLACK | 9005 | ALUMINIUM/PMMA | LOUVRE | 220-240V/50-60Hz | 700 mA | CASAMBI | N/A | 90+ | < 3 | L80B20 50.000h | 3840lm | 120lm/W | 210lm/W | N/A | D | < 16 | 65° | IP 20 | 1200 mm | 65 mm | 85 mm | 1200x65x85 mm | 2500 mm | N/A | 1250x100x130 mm | 1 | 1 | N/A | N/A | 0.01625 | 3.2 | 4.2
LINO LASER 120 P-Z, B | LINO |  |  | 32W | 4000K | 3312343ZB | 8585054421053 | LED2 3312343ZB LINO LASER 120 P-Z, B 32W ZIGBEE 4000K | 12948.21 | 10701 | 7.5 | BLACK | 9005 | ALUMINIUM/PMMA | LOUVRE | 220-240V/50-60Hz | 700 mA | ZIGBEE | N/A | 90+ | < 3 | L80B20 50.000h | 3840lm | 120lm/W | 210lm/W | N/A | D | < 16 | 65° | IP 20 | 1200 mm | 65 mm | 85 mm | 1200x65x85 mm | 2500 mm | N/A | 1250x100x130 mm | 1 | 1 | N/A | N/A | 0.01625 | 3.2 | 4.2
LINO LASER 120 P/N-Z, B | LINO |  |  | 24-32W | 3000K | 3312433 | 8585054406333 | LED2 3312433 LINO LASER 120 P/N-Z, B 24-32W 3000K | 9088.31 | 7511 | 7.5 | BLACK | 9005 | ALUMINIUM/PMMA | LOUVRE | 220-240V/50-60Hz | 500-700 mA | ON/OFF | N/A | 90+ | < 3 | L80B20 50.000h | 2880-3840lm | 120lm/W | 210lm/W | N/A | D | < 16 | 65° | IP 20 | 1200 mm | 65 mm | 85 mm | 1200x65x85 mm | 2500 mm | N/A | 1250x100x130 mm | 1 | 1 | N/A | N/A | 0.01625 | 3.2 | 4.2
LINO LASER 120 P/N-Z, B | LINO |  |  | 32W | 3000K | 3312433D | 8585054406340 | LED2 3312433D LINO LASER 120 P/N-Z, B DALI/PUSH DIM 32W 3000K | 10737.54 | 8874 | 7.5 | BLACK | 9005 | ALUMINIUM/PMMA | LOUVRE | 220-240V/50-60Hz | 700 mA | DALI/PUSH | N/A | 90+ | < 3 | L80B20 50.000h | 3840lm | 120lm/W | 210lm/W | N/A | D | < 16 | 65° | IP 20 | 1200 mm | 65 mm | 85 mm | 1200x65x85 mm | 2500 mm | N/A | 1250x100x130 mm | 1 | 1 | N/A | N/A | 0.01625 | 3.2 | 4.2
LINO LASER 120 P/N-Z, B | LINO |  |  | 32W | 3000K | 3312433CS | 8585054421060 | LED2 3312433CS LINO LASER 120 P/N-Z, B 32W CASAMBI 3000K | 16211.58 | 13398 | 7.5 | BLACK | 9005 | ALUMINIUM/PMMA | LOUVRE | 220-240V/50-60Hz | 700 mA | CASAMBI | N/A | 90+ | < 3 | L80B20 50.000h | 3840lm | 120lm/W | 210lm/W | N/A | D | < 16 | 65° | IP 20 | 1200 mm | 65 mm | 85 mm | 1200x65x85 mm | 2500 mm | N/A | 1250x100x130 mm | 1 | 1 | N/A | N/A | 0.01625 | 3.2 | 4.2
LINO LASER 120 P/N-Z, B | LINO |  |  | 32W | 3000K | 3312433ZB | 8585054421077 | LED2 3312433ZB LINO LASER 120 P/N-Z, B 32W ZIGBEE 3000K | 13720.19 | 11339 | 7.5 | BLACK | 9005 | ALUMINIUM/PMMA | LOUVRE | 220-240V/50-60Hz | 700 mA | ZIGBEE | N/A | 90+ | < 3 | L80B20 50.000h | 3840lm | 120lm/W | 210lm/W | N/A | D | < 16 | 65° | IP 20 | 1200 mm | 65 mm | 85 mm | 1200x65x85 mm | 2500 mm | N/A | 1250x100x130 mm | 1 | 1 | N/A | N/A | 0.01625 | 3.2 | 4.2
LINO LASER 120 P/N-Z, B | LINO |  |  | 24-32W | 4000K | 3312443 | 8585054406357 | LED2 3312443 LINO LASER 120 P/N-Z, B 24-32W 4000K | 9088.31 | 7511 | 7.5 | BLACK | 9005 | ALUMINIUM/PMMA | LOUVRE | 220-240V/50-60Hz | 500-700 mA | ON/OFF | N/A | 90+ | < 3 | L80B20 50.000h | 2880-3840lm | 120lm/W | 210lm/W | N/A | D | < 16 | 65° | IP 20 | 1200 mm | 65 mm | 85 mm | 1200x65x85 mm | 2500 mm | N/A | 1250x100x130 mm | 1 | 1 | N/A | N/A | 0.01625 | 3.2 | 4.2
LINO LASER 120 P/N-Z, B | LINO |  |  | 32W | 4000K | 3312443D | 8585054406364 | LED2 3312443D LINO LASER 120 P/N-Z, B DALI/PUSH DIM 32W 4000K | 10737.54 | 8874 | 7.5 | BLACK | 9005 | ALUMINIUM/PMMA | LOUVRE | 220-240V/50-60Hz | 700 mA | DALI/PUSH | N/A | 90+ | < 3 | L80B20 50.000h | 3840lm | 120lm/W | 210lm/W | N/A | D | < 16 | 65° | IP 20 | 1200 mm | 65 mm | 85 mm | 1200x65x85 mm | 2500 mm | N/A | 1250x100x130 mm | 1 | 1 | N/A | N/A | 0.01625 | 3.2 | 4.2
LINO LASER 120 P/N-Z, B | LINO |  |  | 32W | 4000K | 3312443CS | 8585054421084 | LED2 3312443CS LINO LASER 120 P/N-Z, B 32W CASAMBI 4000K | 16211.58 | 13398 | 7.5 | BLACK | 9005 | ALUMINIUM/PMMA | LOUVRE | 220-240V/50-60Hz | 700 mA | CASAMBI | N/A | 90+ | < 3 | L80B20 50.000h | 3840lm | 120lm/W | 210lm/W | N/A | D | < 16 | 65° | IP 20 | 1200 mm | 65 mm | 85 mm | 1200x65x85 mm | 2500 mm | N/A | 1250x100x130 mm | 1 | 1 | N/A | N/A | 0.01625 | 3.2 | 4.2
LINO LASER 120 P/N-Z, B | LINO |  |  | 32W | 4000K | 3312443ZB | 8585054421091 | LED2 3312443ZB LINO LASER 120 P/N-Z, B 32W ZIGBEE 4000K | 13720.19 | 11339 | 7.5 | BLACK | 9005 | ALUMINIUM/PMMA | LOUVRE | 220-240V/50-60Hz | 700 mA | ZIGBEE | N/A | 90+ | < 3 | L80B20 50.000h | 3840lm | 120lm/W | 210lm/W | N/A | D | < 16 | 65° | IP 20 | 1200 mm | 65 mm | 85 mm | 1200x65x85 mm | 2500 mm | N/A | 1250x100x130 mm | 1 | 1 | N/A | N/A | 0.01625 | 3.2 | 4.2
NOLI 120 P-Z, W | NOLI |  | YES | 40W | 3000K/3500K/4000K | 3235851 | 8585054413973 | LED2 3235851 NOLI 120 P-Z, W 40W 3CCT 3000K/3500K/4000K | 4421.34 | 3654 | 7.5 | WHITE | 9016 | ALUMINIUM/PS | OPAL | 220-240V/50-60Hz | 1000 mA | ON/OFF | N/A | 90+ | < 3 | L70B20 50.000h | 4400lm | 110lm/W |  | N/A | E | N/A | 110° | IP 20 | 1200 mm | 59 mm | 70 mm | 1200x59x70 mm | 2500 mm | N/A | 1210x70x80 mm | 1 | 1 | N/A | N/A | 0.006776 | 1.6 | 2.1
NOLI 120 P-Z, W | NOLI |  | YES | 40W | 3000K/3500K/4000K | 3235851DT | 8585054430598 | LED2 3235851DT NOLI 120 P-Z, W TRIAC DIM 40W 3CCT 3000K/3500K/4000K | 5649.49 | 4669 | 7.5 | WHITE | 9016 | ALUMINIUM/PS | OPAL | 220-240V/50-60Hz | 1050 mA | TRIAC | N/A | 90+ | < 3 | L70B20 50.000h | 4400lm | 110lm/W |  | N/A | E | N/A | 110° | IP 20 | 1200 mm | 59 mm | 70 mm | 1200x59x70 mm | 2500 mm | N/A | 1210x70x80 mm | 1 | 1 | N/A | N/A | 0.006776 | 1.6 | 2.1
NOLI 120 P-Z, W | NOLI |  | YES | 40W | 3000K/3500K/4000K | 3235851D | 8585054430604 | LED2 3235851D NOLI 120 P-Z, W DALI/PUSH DIM 40W 3CCT 3000K/3500K/4000K | 5930.21 | 4901 | 7.5 | WHITE | 9016 | ALUMINIUM/PS | OPAL | 220-240V/50-60Hz | 1050 mA | DALI/PUSH | N/A | 90+ | < 3 | L70B20 50.000h | 4400lm | 110lm/W |  | N/A | E | N/A | 110° | IP 20 | 1200 mm | 59 mm | 70 mm | 1200x59x70 mm | 2500 mm | N/A | 1210x70x80 mm | 1 | 1 | N/A | N/A | 0.006776 | 1.6 | 2.1
NOLI 120 P-Z, B | NOLI |  | YES | 40W | 3000K/3500K/4000K | 3235853 | 8585054413980 | LED2 3235853 NOLI 120 P-Z, B 40W 3CCT 3000K/3500K/4000K | 4421.34 | 3654 | 7.5 | BLACK | 9005 | ALUMINIUM/PS | OPAL | 220-240V/50-60Hz | 1000 mA | ON/OFF | N/A | 90+ | < 3 | L70B20 50.000h | 4400lm | 110lm/W |  | N/A | E | N/A | 110° | IP 20 | 1200 mm | 59 mm | 70 mm | 1200x59x70 mm | 2500 mm | N/A | 1210x70x80 mm | 1 | 1 | N/A | N/A | 0.006776 | 1.6 | 2.1
NOLI 120 P-Z, B | NOLI |  | YES | 40W | 3000K/3500K/4000K | 3235853DT | 8585054430611 | LED2 3235853DT NOLI 120 P-Z, B TRIAC DIM 40W 3CCT 3000K/3500K/4000K | 5649.49 | 4669 | 7.5 | BLACK | 9005 | ALUMINIUM/PS | OPAL | 220-240V/50-60Hz | 1050 mA | TRIAC | N/A | 90+ | < 3 | L70B20 50.000h | 4400lm | 110lm/W |  | N/A | E | N/A | 110° | IP 20 | 1200 mm | 59 mm | 70 mm | 1200x59x70 mm | 2500 mm | N/A | 1210x70x80 mm | 1 | 1 | N/A | N/A | 0.006776 | 1.6 | 2.1
NOLI 120 P-Z, B | NOLI |  | YES | 40W | 3000K/3500K/4000K | 3235853D | 8585054430628 | LED2 3235853D NOLI 120 P-Z, B DALI/PUSH DIM 40W 3CCT 3000K/3500K/4000K | 5930.21 | 4901 | 7.5 | BLACK | 9005 | ALUMINIUM/PS | OPAL | 220-240V/50-60Hz | 1000 mA | DALI/PUSH | N/A | 90+ | < 3 | L70B20 50.000h | 4400lm | 110lm/W |  | N/A | E | N/A | 110° | IP 20 | 1200 mm | 59 mm | 70 mm | 1200x59x70 mm | 2500 mm | N/A | 1210x70x80 mm | 1 | 1 | N/A | N/A | 0.006776 | 1.6 | 2.1
NOLI 150 P-Z, W | NOLI |  | YES | 60W | 3000K/3500K/4000K | 3235951 | 8585054413997 | LED2 3235951 NOLI 150 P-Z, W 60W 3CCT 3000K/3500K/4000K | 5298.59 | 4379 | 7.5 | WHITE | 9016 | ALUMINIUM/PS | OPAL | 220-240V/50-60Hz | 1500 mA | ON/OFF | N/A | 90+ | < 3 | L70B20 50.000h | 6600lm | 110lm/W |  | N/A | E | N/A | 110° | IP 20 | 1500 mm | 59 mm | 70 mm | 1500x59x70 mm | 2500 mm | N/A | 1510x70x80 mm | 1 | 1 | N/A | N/A | 0.008456 | 1.9 | 2.5
NOLI 150 P-Z, W | NOLI |  | YES | 60W | 3000K/3500K/4000K | 3235951DT | 8585054430635 | LED2 3235951DT NOLI 150 P-Z, W TRIAC DIM 60W 3CCT 3000K/3500K/4000K | 7754.89 | 6409 | 7.5 | WHITE | 9016 | ALUMINIUM/PS | OPAL | 220-240V/50-60Hz | 2x 750 mA | TRIAC | N/A | 90+ | < 3 | L70B20 50.000h | 6600lm | 110lm/W |  | N/A | E | N/A | 110° | IP 20 | 1500 mm | 59 mm | 70 mm | 1500x59x70 mm | 2500 mm | N/A | 1510x70x80 mm | 1 | 1 | N/A | N/A | 0.008456 | 1.9 | 2.5
NOLI 150 P-Z, W | NOLI |  | YES | 60W | 3000K/3500K/4000K | 3235951D | 8585054430642 | LED2 3235951D NOLI 150 P-Z, W DALI/PUSH DIM 60W 3CCT 3000K/3500K/4000K | 7298.72 | 6032 | 7.5 | WHITE | 9016 | ALUMINIUM/PS | OPAL | 220-240V/50-60Hz | 1500 mA | DALI/PUSH | N/A | 90+ | < 3 | L70B20 50.000h | 6600lm | 110lm/W |  | N/A | E | N/A | 110° | IP 20 | 1500 mm | 59 mm | 70 mm | 1500x59x70 mm | 2500 mm | N/A | 1510x70x80 mm | 1 | 1 | N/A | N/A | 0.008456 | 1.9 | 2.5
NOLI 150 P-Z, B | NOLI |  | YES | 60W | 3000K/3500K/4000K | 3235953 | 8585054414000 | LED2 3235953 NOLI 150 P-Z, B 60W 3CCT 3000K/3500K/4000K | 5298.59 | 4379 | 7.5 | BLACK | 9005 | ALUMINIUM/PS | OPAL | 220-240V/50-60Hz | 1500 mA | ON/OFF | N/A | 90+ | < 3 | L70B20 50.000h | 6600lm | 110lm/W |  | N/A | E | N/A | 110° | IP 20 | 1500 mm | 59 mm | 70 mm | 1500x59x70 mm | 2500 mm | N/A | 1510x70x80 mm | 1 | 1 | N/A | N/A | 0.008456 | 1.9 | 2.5
NOLI 150 P-Z, B | NOLI |  | YES | 60W | 3000K/3500K/4000K | 3235953DT | 8585054430659 | LED2 3235953DT NOLI 150 P-Z, B TRIAC DIM 60W 3CCT 3000K/3500K/4000K | 7754.89 | 6409 | 7.5 | BLACK | 9005 | ALUMINIUM/PS | OPAL | 220-240V/50-60Hz | 2x 750 mA | TRIAC | N/A | 90+ | < 3 | L70B20 50.000h | 6600lm | 110lm/W |  | N/A | E | N/A | 110° | IP 20 | 1500 mm | 59 mm | 70 mm | 1500x59x70 mm | 2500 mm | N/A | 1510x70x80 mm | 1 | 1 | N/A | N/A | 0.008456 | 1.9 | 2.5
NOLI 150 P-Z, B | NOLI |  | YES | 60W | 3000K/3500K/4000K | 3235953D | 8585054430666 | LED2 3235953D NOLI 150 P-Z, B DALI/PUSH DIM 60W 3CCT 3000K/3500K/4000K | 7298.72 | 6032 | 7.5 | BLACK | 9005 | ALUMINIUM/PS | OPAL | 220-240V/50-60Hz | 1500 mA | DALI/PUSH | N/A | 90+ | < 3 | L70B20 50.000h | 6600lm | 110lm/W |  | N/A | E | N/A | 110° | IP 20 | 1500 mm | 59 mm | 70 mm | 1500x59x70 mm | 2500 mm | N/A | 1510x70x80 mm | 1 | 1 | N/A | N/A | 0.008456 | 1.9 | 2.5
YOYO 65, W | YOYO |  |  | 16W | 3000K/3500K/4000K | 6233751 | 8585054408474 | LED2 6233751 YOYO 65, W 16W 3CCT 3000K/3500K/4000K | 2737.02 | 2262 | 7.5 | WHITE | 9016 | ALUMINIUM/PC | OPAL | 220-240V/50-60Hz | fixed / not changeable | ON/OFF | N/A | 90+ | < 3 | L80B20 35.000h | 1760lm | 110lm/W | 134lm/W | N/A | E | N/A | 110° | IP 20 | 650 mm | 33 mm | 29 mm | 650x33x29 mm | N/A | N/A | 650x35x55 mm | 1 | 12 | 18585054408471 | N/A | 0.001251 | 0.45 | 0.6
YOYO 65, B | YOYO |  |  | 16W | 3000K/3500K/4000K | 6233753 | 8585054408481 | LED2 6233753 YOYO 65, B 16W 3CCT 3000K/3500K/4000K | 2737.02 | 2262 | 7.5 | BLACK | 9005 | ALUMINIUM/PC | OPAL | 220-240V/50-60Hz | fixed / not changeable | ON/OFF | N/A | 90+ | < 3 | L80B20 35.000h | 1760lm | 110lm/W | 134lm/W | N/A | E | N/A | 110° | IP 20 | 650 mm | 33 mm | 29 mm | 650x33x29 mm | N/A | N/A | 650x35x55 mm | 1 | 12 | 18585054408488 | N/A | 0.001251 | 0.45 | 0.6
YOYO 120, W | YOYO |  |  | 30W | 3000K/3500K/4000K | 6234951 | 8585054412495 | LED2 6234951 YOYO 120, W 30W 3CCT 3000K/3500K/4000K | 3789.72 | 3132 | 7.5 | WHITE | 9016 | ALUMINIUM/PC | OPAL | 220-240V/50-60Hz | fixed / not changeable | ON/OFF | N/A | 90+ | < 3 | L80B20 35.000h | 3300lm | 110lm/W | 145lm/W | N/A | E | N/A | 110° | IP 20 | 1210 mm | 33 mm | 29 mm | 1210x33x29 mm | N/A | N/A | 1210x35x55 mm | 1 | 12 | 18585054412492 | N/A | 0.002329 | 0.76 | 1.1
YOYO 120, B | YOYO |  |  | 30W | 3000K/3500K/4000K | 6234953 | 8585054412501 | LED2 6234953 YOYO 120, B 30W 3CCT 3000K/3500K/4000K | 3789.72 | 3132 | 7.5 | BLACK | 9005 | ALUMINIUM/PC | OPAL | 220-240V/50-60Hz | fixed / not changeable | ON/OFF | N/A | 90+ | < 3 | L80B20 35.000h | 3300lm | 110lm/W | 145lm/W | N/A | E | N/A | 110° | IP 20 | 1210 mm | 33 mm | 29 mm | 1210x33x29 mm | N/A | N/A | 1210x35x55 mm | 1 | 12 | 18585054412508 | N/A | 0.002329 | 0.76 | 1.1
OLLI, W | OLLI |  |  | 12W | 3000K | 6301131 | 8585054409532 | LED2 6301131 OLLI, W 12W 3000K | 2456.3 | 2030 | 4 | WHITE | 9016 | ALUMINIUM/PC | OPAL | 220-240V/50-60Hz | 300 mA | ON/OFF | N/A | 90+ | < 3 | L80B20 50.000h | 1000lm | 84lm/W | 78lm/W | N/A | F | N/A | 100° | IP 20 | N/A | N/A | N/A | N/A | N/A | N/A | 150x150x160 mm | 1 | 20 | 18585054409539 | N/A | 0.0036 | 0.58 | 0.75
OLLI, W | OLLI |  |  | 12W | 3000K | 6301131D | 8585054409563 | LED2 6301131D OLLI, W DALI/PUSH DIM 12W 3000K | 4070.44 | 3364 | 4 | WHITE | 9016 | ALUMINIUM/PC | OPAL | 220-240V/50-60Hz | 300 mA | DALI | N/A | 90+ | < 3 | L80B20 50.000h | 1000lm | 84lm/W | 78lm/W | N/A | F | N/A | 100° | IP 20 | N/A | N/A | N/A | N/A | N/A | N/A | 150x150x160 mm | 1 | 1 | N/A | N/A | 0.0036 | 0.58 | 0.75
OLLI, B | OLLI |  |  | 12W | 3000K | 6301133 | 8585054409549 | LED2 6301133 OLLI, B 12W 3000K | 2456.3 | 2030 | 4 | BLACK | 9005 | ALUMINIUM/PC | OPAL | 220-240V/50-60Hz | 300 mA | ON/OFF | N/A | 90+ | < 3 | L80B20 50.000h | 1000lm | 84lm/W | 78lm/W | N/A | F | N/A | 100° | IP 20 | N/A | N/A | N/A | N/A | N/A | N/A | 150x150x160 mm | 1 | 20 | 18585054409546 | N/A | 0.0036 | 0.58 | 0.75
OLLI, B | OLLI |  |  | 12W | 3000K | 6301133D | 8585054409570 | LED2 6301133D OLLI, B DALI/PUSH DIM 12W 3000K | 4070.44 | 3364 | 4 | BLACK | 9005 | ALUMINIUM/PC | OPAL | 220-240V/50-60Hz | 300 mA | DALI | N/A | 90+ | < 3 | L80B20 50.000h | 1000lm | 84lm/W | 78lm/W | N/A | F | N/A | 100° | IP 20 | N/A | N/A | N/A | N/A | N/A | N/A | 150x150x160 mm | 1 | 1 | N/A | N/A | 0.0036 | 0.58 | 0.75
RENO | RENO |  |  | N/A | N/A | 6090203 | 8585054402427 | LED2 6090203 RENO BLACK RING | 210.54 | 174 |  | BLACK | 9005 | ALUMINIUM | N/A | N/A | N/A | N/A | N/A | N/A | N/A | N/A | N/A | N/A | N/A | N/A | N/A | N/A | N/A | IP 20 | N/A | N/A | N/A | N/A | N/A | N/A | 55x55x20 mm | N/A | 1 | N/A | N/A | 6.1e-05 | 0.04 | 0.04
RENO | RENO |  |  | N/A | N/A | 6090207 | 8585054402434 | LED2 6090207 RENO GOLD RING | 210.54 | 174 |  | GOLD | 1036 | ALUMINIUM | N/A | N/A | N/A | N/A | N/A | N/A | N/A | N/A | N/A | N/A | N/A | N/A | N/A | N/A | N/A | IP 20 | N/A | N/A | N/A | N/A | N/A | N/A | 55x55x20 mm | N/A | 1 | N/A | N/A | 6.1e-05 | 0.04 | 0.04
RENO, W | RENO |  |  | 10W | 3000K | 6090231 | 8585054402403 | LED2 6090231 RENO, W 10W 3000K | 2280.85 | 1885 | 4 | WHITE | 9003 | ALUMINIUM/PMMA | TRANSPARENT | 220-240V/50-60Hz | 250 mA | ON/OFF | N/A | 90+ | < 3 | L80B20 50.000h | 950lm | 95lm/W | 115lm/W | N/A | E | N/A | 36° | IP 20 | d58 mm | N/A | 130 mm | d58x130 mm | N/A | N/A | 215x95x75 mm | 1 | 30 | 18585054402400 | N/A | 0.001532 | 0.46 | 0.52
RENO, B | RENO |  |  | 10W | 3000K | 6090233 | 8585054402410 | LED2 6090233 RENO, B 10W 3000K | 2280.85 | 1885 | 4 | BLACK | 9005 | ALUMINIUM/PMMA | TRANSPARENT | 220-240V/50-60Hz | 250 mA | ON/OFF | N/A | 90+ | < 3 | L80B20 50.000h | 950lm | 95lm/W | 115lm/W | N/A | E | N/A | 36° | IP 20 | d58 mm | N/A | 130 mm | d58x130 mm | N/A | N/A | 215x95x75 mm | 1 | 30 | 18585054402417 | N/A | 0.001532 | 0.46 | 0.52
MATRIX 1 | MATRIX |  |  | N/A | N/A | 6090303 | 8585054402465 | LED2 6090303 MATRIX 1 BLACK RING | 210.54 | 174 |  | BLACK | 9005 | ALUMINIUM | N/A | N/A | N/A | N/A | N/A | N/A | N/A | N/A | N/A | N/A | N/A | N/A | N/A | N/A | N/A | IP 20 | N/A | N/A | N/A | N/A | N/A | N/A | 55x55x30 mm | N/A | 1 | N/A | N/A | 9.1e-05 | 0.06 | 0.06
MATRIX 1 | MATRIX |  |  | N/A | N/A | 6090307 | 8585054402472 | LED2 6090307 MATRIX 1 GOLD RING | 210.54 | 174 |  | GOLD | 1036 | ALUMINIUM | N/A | N/A | N/A | N/A | N/A | N/A | N/A | N/A | N/A | N/A | N/A | N/A | N/A | N/A | N/A | IP 20 | N/A | N/A | N/A | N/A | N/A | N/A | 55x55x30 mm | N/A | 1 | N/A | N/A | 9.1e-05 | 0.06 | 0.06
MATRIX 1, W | MATRIX |  |  | 10W | 3000K | 6090331DT | 8585054409372 | LED2 6090331DT MATRIX 1, W TRIAC DIM 10W 3000K | 2807.2 | 2320 | 4 | WHITE | 9003 | ALUMINIUM/PMMA | TRANSPARENT | 220-240V/50-60Hz | 250 mA | TRIAC | N/A | 90+ | < 3 | L80B20 50.000h | 1000lm | 100lm/W | 115lm/W | N/A | E | N/A | 36° | IP 20 | d60 mm | N/A | 180 mm | d60x180 mm | N/A | N/A | 285x110x95 mm | 1 | 16 | 18585054409379 | N/A | 0.002978 | 0.63 | 0.7
MATRIX 1, B | MATRIX |  |  | 10W | 3000K | 6090333DT | 8585054409389 | LED2 6090333DT MATRIX 1, B TRIAC DIM 10W 3000K | 2807.2 | 2320 | 4 | BLACK | 9005 | ALUMINIUM/PMMA | TRANSPARENT | 220-240V/50-60Hz | 250 mA | TRIAC | N/A | 90+ | < 3 | L80B20 50.000h | 1000lm | 100lm/W | 115lm/W | N/A | E | N/A | 36° | IP 20 | d60 mm | N/A | 180 mm | d60x180 mm | N/A | N/A | 285x110x95 mm | 1 | 16 | 18585054409386 | N/A | 0.002978 | 0.63 | 0.7
MATRIX 2 | MATRIX |  |  | N/A | N/A | 6090403 | 8585054402502 | LED2 6090403 MATRIX 2 BLACK RING | 280.72 | 232 |  | BLACK | 9005 | ALUMINIUM | N/A | N/A | N/A | N/A | N/A | N/A | N/A | N/A | N/A | N/A | N/A | N/A | N/A | N/A | N/A | IP 20 | N/A | N/A | N/A | N/A | N/A | N/A | 65x65x30 mm | N/A | 1 | N/A | N/A | 0.000127 | 0.08 | 0.08
MATRIX 2 | MATRIX |  |  | N/A | N/A | 6090407 | 8585054402519 | LED2 6090407 MATRIX 2 GOLD RING | 280.72 | 232 |  | GOLD | 1036 | ALUMINIUM | N/A | N/A | N/A | N/A | N/A | N/A | N/A | N/A | N/A | N/A | N/A | N/A | N/A | N/A | N/A | IP 20 | N/A | N/A | N/A | N/A | N/A | N/A | 65x65x30 mm | N/A | 1 | N/A | N/A | 0.000127 | 0.08 | 0.08
MATRIX 2, W | MATRIX |  |  | 20W | 3000K | 6090431 | 8585054402489 | LED2 6090431 MATRIX 2, W 20W 3000K | 3438.82 | 2842 | 4 | WHITE | 9003 | ALUMINIUM/PMMA | TRANSPARENT | 220-240V/50-60Hz | 500 mA | ON/OFF | N/A | 90+ | < 3 | L80B20 50.000h | 1850lm | 93lm/W | 113lm/W | N/A | E | N/A | 38° | IP 20 | d70 mm | N/A | 200 mm | d70x200 mm | N/A | N/A | 325x120x125 mm | 1 | 12 | 18585054402486 | N/A | 0.004875 | 0.87 | 1.1
MATRIX 2, B | MATRIX |  |  | 20W | 3000K | 6090433 | 8585054402496 | LED2 6090433 MATRIX 2, B 20W 3000K | 3438.82 | 2842 | 4 | BLACK | 9005 | ALUMINIUM/PMMA | TRANSPARENT | 220-240V/50-60Hz | 500 mA | ON/OFF | N/A | 90+ | < 3 | L80B20 50.000h | 1850lm | 93lm/W | 113lm/W | N/A | E | N/A | 38° | IP 20 | d70 mm | N/A | 200 mm | d70x200 mm | N/A | N/A | 325x120x125 mm | 1 | 12 | 18585054402493 | N/A | 0.004875 | 0.87 | 1.1
MATRIX 2, W | MATRIX |  |  | 20W | 4000K | 6090441 | 8585054403417 | LED2 6090441 MATRIX 2, W 20W 4000K | 3438.82 | 2842 | 4 | WHITE | 9003 | ALUMINIUM/PMMA | TRANSPARENT | 220-240V/50-60Hz | 500 mA | ON/OFF | N/A | 90+ | < 3 | L80B20 50.000h | 2000lm | 100lm/W | 131lm/W | N/A | E | N/A | 38° | IP 20 | d70 mm | N/A | 200 mm | d70x200 mm | N/A | N/A | 325x120x125 mm | 1 | 12 | 18585054403414 | N/A | 0.004875 | 0.87 | 1.1
MATRIX 2, B | MATRIX |  |  | 20W | 4000K | 6090443 | 8585054403424 | LED2 6090443 MATRIX 2, B 20W 4000K | 3438.82 | 2842 | 4 | BLACK | 9005 | ALUMINIUM/PMMA | TRANSPARENT | 220-240V/50-60Hz | 500 mA | ON/OFF | N/A | 90+ | < 3 | L80B20 50.000h | 2000lm | 100lm/W | 131lm/W | N/A | E | N/A | 38° | IP 20 | d70 mm | N/A | 200 mm | d70x200 mm | N/A | N/A | 325x120x125 mm | 1 | 12 | 18585054403421 | N/A | 0.004875 | 0.87 | 1.1
MATRIX 2 | MATRIX |  |  | N/A | N/A | 6090490 | 8585054402526 | LED2 6090490 MATRIX 2 REFLECTOR 60° | 105.27 | 87 |  | ALUMINIUM | N/A | ALUMINIUM | N/A | N/A | N/A | N/A | N/A | N/A | N/A | N/A | N/A | N/A | N/A | N/A | N/A | N/A | 60° | IP 20 | N/A | N/A | N/A | N/A | N/A | N/A | 50x50x30 mm | N/A | 1 | N/A | N/A | 7.5e-05 | 0.01 | 0.01
LOOK, W | LOOK |  |  | 25-32W | 3000K | 6091631 | 8585054409396 | LED2 6091631 LOOK, W 25-32W 3000K | 2631.75 | 2175 | 4 | WHITE | 9003 | ALUMINIUM/PMMA | TRANSPARENT | 220-240V/50-60Hz | 600-800 mA | ON/OFF | N/A | 90+ | < 3 | L80B20 50.000h | 2250-2900lm | 90lm/W | 151lm/W | N/A | F | N/A | 36° | IP 20 | d95 mm | N/A | 112 mm | d95x112 mm | N/A | N/A | 230x200x120 mm | 1 | 12 | 18585054409393 | N/A | 0.00552 | 0.7 | 0.85
LOOK, W | LOOK |  |  | 32W | 3000K | 6091631D | 8585054409587 | LED2 6091631D LOOK, W DALI/PUSH DIM 32W 3000K | 4245.89 | 3509 | 4 | WHITE | 9003 | ALUMINIUM/PMMA | TRANSPARENT | 220-240V/50-60Hz | 800 mA | DALI | N/A | 90+ | < 3 | L80B20 50.000h | 2900lm | 90lm/W |  | N/A | F | N/A | 36° | IP 20 | d95 mm | N/A | 112 mm | d95x112 mm | N/A | N/A | 230x200x120 mm | 1 | 1 | N/A | N/A | 0.00552 | 0.7 | 0.85
LOOK, B | LOOK |  |  | 25-32W | 3000K | 6091633 | 8585054409419 | LED2 6091633 LOOK, B 25-32W 3000K | 2631.75 | 2175 | 4 | BLACK | 9005 | ALUMINIUM/PMMA | TRANSPARENT | 220-240V/50-60Hz | 600-800 mA | ON/OFF | N/A | 90+ | < 3 | L80B20 50.000h | 2250-2900lm | 90lm/W | 151lm/W | N/A | F | N/A | 36° | IP 20 | d95 mm | N/A | 112 mm | d95x112 mm | N/A | N/A | 230x200x120 mm | 1 | 12 | 18585054409416 | N/A | 0.00552 | 0.7 | 0.85
LOOK, B | LOOK |  |  | 32W | 3000K | 6091633D | 8585054409600 | LED2 6091633D LOOK, B DALI/PUSH DIM 32W 3000K | 4245.89 | 3509 | 4 | BLACK | 9005 | ALUMINIUM/PMMA | TRANSPARENT | 220-240V/50-60Hz | 800 mA | DALI | N/A | 90+ | < 3 | L80B20 50.000h | 2900lm | 90lm/W |  | N/A | F | N/A | 36° | IP 20 | d95 mm | N/A | 112 mm | d95x112 mm | N/A | N/A | 230x200x120 mm | 1 | 1 | N/A | N/A | 0.00552 | 0.7 | 0.85
LOOK, W | LOOK |  |  | 25-32W | 4000K | 6091641 | 8585054409402 | LED2 6091641 LOOK, W 25-32W 4000K | 2631.75 | 2175 | 4 | WHITE | 9003 | ALUMINIUM/PMMA | TRANSPARENT | 220-240V/50-60Hz | 600-800 mA | ON/OFF | N/A | 90+ | < 3 | L80B20 50.000h | 2250-2900lm | 90lm/W | 160lm/W | N/A | F | N/A | 36° | IP 20 | d95 mm | N/A | 112 mm | d95x112 mm | N/A | N/A | 230x200x120 mm | 1 | 12 | 18585054409409 | N/A | 0.00552 | 0.7 | 0.85
LOOK, W | LOOK |  |  | 32W | 4000K | 6091641D | 8585054409594 | LED2 6091641D LOOK, W DALI/PUSH DIM 32W 4000K | 4245.89 | 3509 | 4 | WHITE | 9003 | ALUMINIUM/PMMA | TRANSPARENT | 220-240V/50-60Hz | 800 mA | DALI | N/A | 90+ | < 3 | L80B20 50.000h | 2900lm | 90lm/W |  | N/A | F | N/A | 36° | IP 20 | d95 mm | N/A | 112 mm | d95x112 mm | N/A | N/A | 230x200x120 mm | 1 | 1 | N/A | N/A | 0.00552 | 0.7 | 0.85
LOOK, B | LOOK |  |  | 25-32W | 4000K | 6091643 | 8585054409426 | LED2 6091643 LOOK, B 25-32W 4000K | 2631.75 | 2175 | 4 | BLACK | 9005 | ALUMINIUM/PMMA | TRANSPARENT | 220-240V/50-60Hz | 600-800 mA | ON/OFF | N/A | 90+ | < 3 | L80B20 50.000h | 2250-2900lm | 90lm/W | 160lm/W | N/A | F | N/A | 36° | IP 20 | d95 mm | N/A | 112 mm | d95x112 mm | N/A | N/A | 230x200x120 mm | 1 | 12 | 18585054409423 | N/A | 0.00552 | 0.7 | 0.85
LOOK, B | LOOK |  |  | 32W | 4000K | 6091643D | 8585054409617 | LED2 6091643D LOOK, B DALI/PUSH DIM 32W 4000K | 4245.89 | 3509 | 4 | BLACK | 9005 | ALUMINIUM/PMMA | TRANSPARENT | 220-240V/50-60Hz | 800 mA | DALI | N/A | 90+ | < 3 | L80B20 50.000h | 2900lm | 90lm/W |  | N/A | F | N/A | 36° | IP 20 | d95 mm | N/A | 112 mm | d95x112 mm | N/A | N/A | 230x200x120 mm | 1 | 1 | N/A | N/A | 0.00552 | 0.7 | 0.85
LOOK | LOOK |  |  | N/A | N/A | 6091760 | 8585054409433 | LED2 6091760 LOOK REFLECTOR 15° | 175.45 | 145 |  | TRANSPARENT | N/A | ACRYLIC | N/A | N/A | N/A | N/A | N/A | N/A | N/A | N/A | N/A | N/A | N/A | N/A | N/A | N/A | 15° | IP 20 | N/A | N/A | N/A | N/A | N/A | N/A | 80x80x40 mm | N/A | 1 | N/A | N/A | 0.000256 | 0.04 | 0.04
LOOK | LOOK |  |  | N/A | N/A | 6091770 | 8585054409440 | LED2 6091770 LOOK REFLECTOR 24° | 175.45 | 145 |  | TRANSPARENT | N/A | ACRYLIC | N/A | N/A | N/A | N/A | N/A | N/A | N/A | N/A | N/A | N/A | N/A | N/A | N/A | N/A | 24° | IP 20 | N/A | N/A | N/A | N/A | N/A | N/A | 80x80x40 mm | N/A | 1 | N/A | N/A | 0.000256 | 0.04 | 0.04
LOOK II, W | LOOK II | NEW |  | 21-36W | 3000K | 6094631 | 8585054428953 | LED2 6094631 LOOK II, W 21-36W 3000K | 3158.1 | 2610 | 4 | WHITE | 9003 | ALUMINIUM/PMMA | TRANSPARENT | 220-240V/50-60Hz | 525-900 mA | ON/OFF | N/A | 90+ | < 3 | L80B20 50.000h | 2840-4860lm | 135lm/W | 151lm/W | N/A | D | N/A | 38° | IP 20 | d95 mm | N/A | 100 mm | d95x100 mm | N/A | N/A | 230x200x120 mm | 1 | 12 | 18585054428950 | N/A | 0.00552 | 0.7 | 0.85
LOOK II, W | LOOK II | NEW |  | 36W | 3000K | 6094631D | 8585054428946 | LED2 6094631D LOOK II, W DALI/PUSH 36W 3000K | 4772.24 | 3944 | 4 | WHITE | 9003 | ALUMINIUM/PMMA | TRANSPARENT | 220-240V/50-60Hz | 900 mA | DALI | N/A | 90+ | < 3 | L80B20 50.000h | 4860lm | 135lm/W | 151lm/W | N/A | D | N/A | 38° | IP 20 | d95 mm | N/A | 100 mm | d95x100 mm | N/A | N/A | 230x200x120 mm | 1 | 1 | N/A | N/A | 0.00552 | 0.7 | 0.85
LOOK II, B | LOOK II | NEW |  | 21-36W | 3000K | 6094633 | 8585054428939 | LED2 6094633 LOOK II, B 21-36W 3000K | 3158.1 | 2610 | 4 | BLACK | 9005 | ALUMINIUM/PMMA | TRANSPARENT | 220-240V/50-60Hz | 525-900 mA | ON/OFF | N/A | 90+ | < 3 | L80B20 50.000h | 2840-4860lm | 135lm/W | 151lm/W | N/A | D | N/A | 38° | IP 20 | d95 mm | N/A | 100 mm | d95x100 mm | N/A | N/A | 230x200x120 mm | 1 | 12 | 18585054428936 | N/A | 0.00552 | 0.7 | 0.85
LOOK II, B | LOOK II | NEW |  | 36W | 3000K | 6094633D | 8585054428922 | LED2 6094633D LOOK II, B DALI/PUSH 36W 3000K | 4772.24 | 3944 | 4 | BLACK | 9005 | ALUMINIUM/PMMA | TRANSPARENT | 220-240V/50-60Hz | 900 mA | DALI | N/A | 90+ | < 3 | L80B20 50.000h | 4860lm | 135lm/W | 151lm/W | N/A | D | N/A | 38° | IP 20 | d95 mm | N/A | 100 mm | d95x100 mm | N/A | N/A | 230x200x120 mm | 1 | 1 | N/A | N/A | 0.00552 | 0.7 | 0.85
LOOK II, W | LOOK II | NEW |  | 21-36W | 4000K | 6094641 | 8585054428915 | LED2 6094641 LOOK II, W 21-36W 4000K | 3158.1 | 2610 | 4 | WHITE | 9003 | ALUMINIUM/PMMA | TRANSPARENT | 220-240V/50-60Hz | 525-900 mA | ON/OFF | N/A | 90+ | < 3 | L80B20 50.000h | 2840-4860lm | 135lm/W | 160lm/W | N/A | D | N/A | 38° | IP 20 | d95 mm | N/A | 100 mm | d95x100 mm | N/A | N/A | 230x200x120 mm | 1 | 12 | 18585054428912 | N/A | 0.00552 | 0.7 | 0.85
LOOK II, W | LOOK II | NEW |  | 36W | 4000K | 6094641D | 8585054428908 | LED2 6094641D LOOK II, W DALI/PUSH 36W 4000K | 4772.24 | 3944 | 4 | WHITE | 9003 | ALUMINIUM/PMMA | TRANSPARENT | 220-240V/50-60Hz | 900 mA | DALI | N/A | 90+ | < 3 | L80B20 50.000h | 4860lm | 135lm/W | 160lm/W | N/A | D | N/A | 38° | IP 20 | d95 mm | N/A | 100 mm | d95x100 mm | N/A | N/A | 230x200x120 mm | 1 | 1 | N/A | N/A | 0.00552 | 0.7 | 0.85
LOOK II, B | LOOK II | NEW |  | 21-36W | 4000K | 6094643 | 8585054428892 | LED2 6094643 LOOK II, B 21-36W 4000K | 3158.1 | 2610 | 4 | BLACK | 9005 | ALUMINIUM/PMMA | TRANSPARENT | 220-240V/50-60Hz | 525-900 mA | ON/OFF | N/A | 90+ | < 3 | L80B20 50.000h | 2840-4860lm | 135lm/W | 160lm/W | N/A | D | N/A | 38° | IP 20 | d95 mm | N/A | 100 mm | d95x100 mm | N/A | N/A | 230x200x120 mm | 1 | 12 | 18585054428899 | N/A | 0.00552 | 0.7 | 0.85
LOOK II, B | LOOK II | NEW |  | 36W | 4000K | 6094643D | 8585054428885 | LED2 6094643D LOOK II, B DALI/PUSH 36W 4000K | 4772.24 | 3944 | 4 | BLACK | 9005 | ALUMINIUM/PMMA | TRANSPARENT | 220-240V/50-60Hz | 900 mA | DALI | N/A | 90+ | < 3 | L80B20 50.000h | 4860lm | 135lm/W | 160lm/W | N/A | D | N/A | 38° | IP 20 | d95 mm | N/A | 100 mm | d95x100 mm | N/A | N/A | 230x200x120 mm | 1 | 1 | N/A | N/A | 0.00552 | 0.7 | 0.85
LOOK II REFLECTOR | LOOK II | NEW |  | N/A | N/A | 6094700 | 8585054428878 | LED2 6094700 LOOK II REFLECTOR 15° | 280.72 | 232 |  | TRANSPARENT | N/A | ACRYLIC | N/A | N/A | N/A | N/A | N/A | N/A | N/A | N/A | N/A | N/A | N/A | N/A | N/A | N/A | 15° | IP 20 | N/A | N/A | N/A | N/A | N/A | N/A | 80x80x40 mm | N/A | 1 | N/A | N/A | 0.000256 | 0.04 | 0.04
LOOK II REFLECTOR | LOOK II | NEW |  | N/A | N/A | 6094800 | 8585054428861 | LED2 6094800 LOOK II REFLECTOR 24° | 280.72 | 232 |  | TRANSPARENT | N/A | ACRYLIC | N/A | N/A | N/A | N/A | N/A | N/A | N/A | N/A | N/A | N/A | N/A | N/A | N/A | N/A | 24° | IP 20 | N/A | N/A | N/A | N/A | N/A | N/A | 80x80x40 mm | N/A | 1 | N/A | N/A | 0.000256 | 0.04 | 0.04
LOOK II REFLECTOR | LOOK II | NEW |  | N/A | N/A | 6094900 | 8585054428854 | LED2 6094900 LOOK II REFLECTOR 60° | 280.72 | 232 |  | TRANSPARENT | N/A | ACRYLIC | N/A | N/A | N/A | N/A | N/A | N/A | N/A | N/A | N/A | N/A | N/A | N/A | N/A | N/A | 60° | IP 20 | N/A | N/A | N/A | N/A | N/A | N/A | 80x80x40 mm | N/A | 1 | N/A | N/A | 0.000256 | 0.04 | 0.04
HERO, W | HERO | NEW | YES | 8-28W | 3000K | E6095031 | 8585054431687 | LED2 E6095031 HERO, W 8-28W 3000K | 2105.4 | 1740 | 4 | WHITE | 9003 | ALUMINIUM/PMMA | TRANSPARENT | 220-240V/50-60Hz | 200-700 mA | ON/OFF | N/A | 90+ | < 3 | L80 B20 50.000h | 1160-4060lm | 145lm/W |  | N/A | D | N/A | 36° | IP20 | d85 mm | N/A | 100 mm | d85x100 mm | N/A | N/A | 185x185x110 mm | 1 | 16 | 18585054431684 | N/A | 0.003765 | 0.7 | 0.85
HERO, W | HERO | NEW | YES | 28W | 3000K | E6095031D | 8585054431694 | LED2 E6095031D HERO, W DALI/PUSH DIM 28W 3000K | 3719.54 | 3074 | 4 | WHITE | 9003 | ALUMINIUM/PMMA | TRANSPARENT | 220-240V/50-60Hz | 700 mA | DALI/PUSH | N/A | 90+ | < 3 | L80 B20 50.000h | 4060lm | 145lm/W |  | N/A | D | N/A | 36° | IP20 | d85 mm | N/A | 100 mm | d85x100 mm | N/A | N/A | 185x185x110 mm | 1 | 1 | N/A | N/A | 0.003765 | 0.7 | 0.85
HERO, W | HERO | NEW | YES | 8-28W | 4000K | E6095041 | 8585054431700 | LED2 E6095041 HERO, W 8-28W 4000K | 2105.4 | 1740 | 4 | WHITE | 9003 | ALUMINIUM/PMMA | TRANSPARENT | 220-240V/50-60Hz | 200-700 mA | ON/OFF | N/A | 90+ | < 3 | L80 B20 50.000h | 1160-4060lm | 145lm/W |  | N/A | D | N/A | 36° | IP20 | d85 mm | N/A | 100 mm | d85x100 mm | N/A | N/A | 185x185x110 mm | 1 | 16 | 18585054431707 | N/A | 0.003765 | 0.7 | 0.85
HERO, W | HERO | NEW | YES | 28W | 4000K | E6095041D | 8585054431717 | LED2 E6095041D HERO, W DALI/PUSH DIM 28W 4000K | 3719.54 | 3074 | 4 | WHITE | 9003 | ALUMINIUM/PMMA | TRANSPARENT | 220-240V/50-60Hz | 700 mA | DALI/PUSH | N/A | 90+ | < 3 | L80 B20 50.000h | 4060lm | 145lm/W |  | N/A | D | N/A | 36° | IP20 | d85 mm | N/A | 100 mm | d85x100 mm | N/A | N/A | 185x185x110 mm | 1 | 1 | N/A | N/A | 0.003765 | 0.7 | 0.85
HERO, B | HERO | NEW | YES | 8-28W | 3000K | E6095033 | 8585054431724 | LED2 E6095033 HERO, B 8-28W 3000K | 2105.4 | 1740 | 4 | BLACK | 9005 | ALUMINIUM/PMMA | TRANSPARENT | 220-240V/50-60Hz | 200-700 mA | ON/OFF | N/A | 90+ | < 3 | L80 B20 50.000h | 1160-4060lm | 145lm/W |  | N/A | D | N/A | 36° | IP20 | d85 mm | N/A | 100 mm | d85x100 mm | N/A | N/A | 185x185x110 mm | 1 | 16 | 18585054431721 | N/A | 0.003765 | 0.7 | 0.85
HERO, B | HERO | NEW | YES | 28W | 3000K | E6095033D | 8585054431731 | LED2 E6095033D HERO, B DALI/PUSH DIM 28W 3000K | 3719.54 | 3074 | 4 | BLACK | 9005 | ALUMINIUM/PMMA | TRANSPARENT | 220-240V/50-60Hz | 700 mA | DALI/PUSH | N/A | 90+ | < 3 | L80 B20 50.000h | 4060lm | 145lm/W |  | N/A | D | N/A | 36° | IP20 | d85 mm | N/A | 100 mm | d85x100 mm | N/A | N/A | 185x185x110 mm | 1 | 1 | N/A | N/A | 0.003765 | 0.7 | 0.85
HERO, B | HERO | NEW | YES | 8-28W | 4000K | E6095043 | 8585054431748 | LED2 E6095043 HERO, B 8-28W 4000K | 2105.4 | 1740 | 4 | BLACK | 9005 | ALUMINIUM/PMMA | TRANSPARENT | 220-240V/50-60Hz | 200-700 mA | ON/OFF | N/A | 90+ | < 3 | L80 B20 50.000h | 1160-4060lm | 145lm/W |  | N/A | D | N/A | 36° | IP20 | d85 mm | N/A | 100 mm | d85x100 mm | N/A | N/A | 185x185x110 mm | 1 | 16 | 18585054431745 | N/A | 0.003765 | 0.7 | 0.85
HERO, B | HERO | NEW | YES | 28W | 4000K | E6095043D | 8585054431755 | LED2 E6095043D HERO, B DALI/PUSH DIM 28W 4000K | 3719.54 | 3074 | 4 | BLACK | 9005 | ALUMINIUM/PMMA | TRANSPARENT | 220-240V/50-60Hz | 700 mA | DALI/PUSH | N/A | 90+ | < 3 | L80 B20 50.000h | 4060lm | 145lm/W |  | N/A | D | N/A | 36° | IP20 | d85 mm | N/A | 100 mm | d85x100 mm | N/A | N/A | 185x185x110 mm | 1 | 1 | N/A | N/A | 0.003765 | 0.7 | 0.85
MAXO, B | MAXO |  |  | 20W | 3000K | 6252933D | 8585054413287 | LED2 6252933D MAXO, B DALI DIM 20W 3000K | 5544.22 | 4582 | 4 | BLACK | 9005 | ALUMINIUM/PMMA | TRANSPARENT | 48V | 500 mA | DALI | N/A | 90+ | < 3 | L80B20 50.000h | 2000lm | 100lm/W | 138 lm/w | N/A | E | N/A | 60° | IP 20 | d102 mm | N/A | 155 mm | d102x155 mm | N/A | N/A | 250x200x80 mm | 3 | 20 | 18585054413284 | N/A | 0.004 | 0.4 | 0.55
MAXO WW, B | MAXO |  |  | 15W | 3000K | 6253033D | 8585054413294 | LED2 6253033D MAXO WW, B DALI DIM 15W 3000K | 5684.58 | 4698 | 4 | BLACK | 9005 | ALUMINIUM/PMMA | TRANSPARENT | 48V | 350 mA | DALI | N/A | 90+ | < 3 | L80B20 50.000h | 675lm | 45lm/W | 134 lm/w | N/A | G | N/A | wallwasher | IP 20 | d102 mm | N/A | 155 mm | d102x155 mm | N/A | N/A | 250x200x80 mm | 3 | 20 | 18585054413291 | N/A | 0.004 | 0.4 | 0.55
MAXO MINI, B | MAXO |  |  | 8W | 3000K | 6490233 | 8585054426485 | LED2 6490233 MAXO MINI, B 8W 3000K | 1368.51 | 1131 | 4 | BLACK | 9005 | ALUMINIUM/GLASS | TRANSPARENT | 48V | 200 mA | ON/OFF | N/A | 90+ | < 3 | L80B20 50.000h | 480lm | 60lm/W |  | N/A | G | N/A | 36° | IP 20 | d72 mm | 28 mm | 118 mm | d72x28x118 mm | N/A | N/A | 320x320x210 mm | 3 | 20 | 18585054426482 | N/A | 0.021504 | 0.2 | 0.3
MAXO MINI, B | MAXO |  |  | 8W | 3000K | 6490233D | 8585054426492 | LED2 6490233D MAXO MINI, B DALI DIM 8W 3000K | 2175.58 | 1798 | 4 | BLACK | 9005 | ALUMINIUM/GLASS | TRANSPARENT | 48V | 200 mA | DALI | N/A | 90+ | < 3 | L80B20 50.000h | 480lm | 60lm/W |  | N/A | G | N/A | 36° | IP 20 | d72 mm | 28 mm | 118 mm | d72x28x118 mm | N/A | N/A | 320x320x210 mm | 3 | 20 | 18585054426499 | N/A | 0.021504 | 0.2 | 0.3
MAXO MINI, B | MAXO |  |  | 8W | 4000K | 6490243 | 8585054426508 | LED2 6490243 MAXO MINI, B 8W 4000K | 1368.51 | 1131 | 4 | BLACK | 9005 | ALUMINIUM/GLASS | TRANSPARENT | 48V | 200 mA | ON/OFF | N/A | 90+ | < 3 | L80B20 50.000h | 480lm | 60lm/W |  | N/A | G | N/A | 36° | IP 20 | d72 mm | 28 mm | 118 mm | d72x28x118 mm | N/A | N/A | 320x320x210 mm | 3 | 20 | 18585054426505 | N/A | 0.021504 | 0.2 | 0.3
MAXO MINI, B | MAXO |  |  | 8W | 4000K | 6490243D | 8585054426515 | LED2 6490243D MAXO MINI, B DALI DIM 8W 4000K | 2175.58 | 1798 | 4 | BLACK | 9005 | ALUMINIUM/GLASS | TRANSPARENT | 48V | 200 mA | DALI | N/A | 90+ | < 3 | L80B20 50.000h | 480lm | 60lm/W |  | N/A | G | N/A | 36° | IP 20 | d72 mm | 28 mm | 118 mm | d72x28x118 mm | N/A | N/A | 320x320x210 mm | 3 | 20 | 18585054426512 | N/A | 0.021504 | 0.2 | 0.3
MAXO MINI, W | MAXO | NEW |  | 8W | 3000K | 6490231 | 8585054430840 | LED2 6490231 MAXO MINI, W 8W 3000K | 1368.51 | 1131 | 4 | WHITE | 9003 | ALUMINIUM/GLASS | TRANSPARENT | 48V | 200 mA | ON/OFF | N/A | 90+ | < 3 | L80B20 50.000h | 480lm | 60lm/W |  | N/A | G | N/A | 36° | IP 20 | d72 mm | 28 mm | 118 mm | d72x28x118 mm | N/A | N/A | 320x320x210 mm | 3 | 20 | 18585054430847 | N/A | 0.021504 | 0.2 | 0.3
MAXO MINI, W | MAXO | NEW |  | 8W | 3000K | 6490231D | 8585054430857 | LED2 6490231D MAXO MINI, W DALI DIM 8W 3000K | 2175.58 | 1798 | 4 | WHITE | 9003 | ALUMINIUM/GLASS | TRANSPARENT | 48V | 200 mA | DALI | N/A | 90+ | < 3 | L80B20 50.000h | 480lm | 60lm/W |  | N/A | G | N/A | 36° | IP 20 | d72 mm | 28 mm | 118 mm | d72x28x118 mm | N/A | N/A | 320x320x210 mm | 3 | 20 | 18585054430854 | N/A | 0.021504 | 0.2 | 0.3
MAXO MINI, W | MAXO | NEW |  | 8W | 4000K | 6490241 | 8585054430864 | LED2 6490241 MAXO MINI, W 8W 4000K | 1368.51 | 1131 | 4 | WHITE | 9003 | ALUMINIUM/GLASS | TRANSPARENT | 48V | 200 mA | ON/OFF | N/A | 90+ | < 3 | L80B20 50.000h | 480lm | 60lm/W |  | N/A | G | N/A | 36° | IP 20 | d72 mm | 28 mm | 118 mm | d72x28x118 mm | N/A | N/A | 320x320x210 mm | 3 | 20 | 18585054430861 | N/A | 0.021504 | 0.2 | 0.3
MAXO MINI, W | MAXO | NEW |  | 8W | 4000K | 6490241D | 8585054430871 | LED2 6490241D MAXO MINI, W DALI DIM 8W 4000K | 2175.58 | 1798 | 4 | WHITE | 9003 | ALUMINIUM/GLASS | TRANSPARENT | 48V | 200 mA | DALI | N/A | 90+ | < 3 | L80B20 50.000h | 480lm | 60lm/W |  | N/A | G | N/A | 36° | IP 20 | d72 mm | 28 mm | 118 mm | d72x28x118 mm | N/A | N/A | 320x320x210 mm | 3 | 20 | 18585054430878 | N/A | 0.021504 | 0.2 | 0.3
MAG KONO Z, B | MAG KONO |  |  | 6W | 3000K | 6490133 | 8585054426522 | LED2 6490133 MAG KONO Z, B 6W 3000K | 1579.05 | 1305 | 4 | BLACK | 9005 | ALUMINIUM/PC | TRANSPARENT | 48V | 550 mA | ON/OFF | N/A | 90+ | < 3 | L80B20 50.000h | 360lm | 60lm/W |  | N/A | G | < 19 | 38° | IP 20 | d72 mm | N/A | 372 mm | d72x372 mm | 2000 mm | N/A | 450x430x385 mm | 3 | 18 | 18585054426529 | N/A | 0.074498 | 0.3 | 0.4
MAG KONO Z, B | MAG KONO |  |  | 6W | 3000K | 6490133D | 8585054426843 | LED2 6490133D MAG KONO Z, B DALI DIM 6W 3000K | 2701.93 | 2233 | 4 | BLACK | 9005 | ALUMINIUM/PC | TRANSPARENT | 48V | 550 mA | DALI | N/A | 90+ | < 3 | L80B20 50.000h | 360lm | 60lm/W |  | N/A | G | < 19 | 38° | IP 20 | d72 mm | N/A | 372 mm | d72x372 mm | 2000 mm | N/A | 450x430x385 mm | 3 | 1 | N/A | N/A | 0.074498 | 0.3 | 0.4
MAG KONO Z, B | MAG KONO |  |  | 6W | 4000K | 6490143 | 8585054426539 | LED2 6490143 MAG KONO Z, B 6W 4000K | 1579.05 | 1305 | 4 | BLACK | 9005 | ALUMINIUM/PC | TRANSPARENT | 48V | 550 mA | ON/OFF | N/A | 90+ | < 3 | L80B20 50.000h | 360lm | 60lm/W |  | N/A | G | < 19 | 38° | IP 20 | d72 mm | N/A | 372 mm | d72x372 mm | 2000 mm | N/A | 450x430x385 mm | 3 | 18 | 18585054426536 | N/A | 0.074498 | 0.3 | 0.4
MAG KONO Z, B | MAG KONO |  |  | 6W | 4000K | 6490143D | 8585054426850 | LED2 6490143D MAG KONO Z, B DALI DIM 6W 4000K | 2701.93 | 2233 | 4 | BLACK | 9005 | ALUMINIUM/PC | TRANSPARENT | 48V | 550 mA | DALI | N/A | 90+ | < 3 | L80B20 50.000h | 360lm | 60lm/W |  | N/A | G | < 19 | 38° | IP 20 | d72 mm | N/A | 372 mm | d72x372 mm | 2000 mm | N/A | 450x430x385 mm | 3 | 1 | N/A | N/A | 0.074498 | 0.3 | 0.4
MAG OCCO Z, B | MAG OCCO |  |  | 8,5W | 3000K | 6490333 | 8585054426546 | LED2 6490333 MAG OCCO Z, B 8,5W 3000K | 1473.78 | 1218 | 4 | BLACK | 9005 | ALUMINIUM/PC | TRANSPARENT | 48V | 400 mA | ON/OFF | N/A | 90+ | < 3 | L80B20 50.000h | 425lm | 50lm/W |  | N/A | G | N/A | 36° | IP 20 | d70 mm | N/A | N/A | d70 mm | 2000 mm | N/A | 350x280x280 mm | 3 | 18 | 18585054426543 | N/A | 0.02744 | 0.35 | 0.5
MAG OCCO Z, B | MAG OCCO |  |  | 8,5W | 3000K | 6490333D | 8585054426867 | LED2 6490333D MAG OCCO Z, B DALI DIM 8,5W 3000K | 2596.66 | 2146 | 4 | BLACK | 9005 | ALUMINIUM/PC | TRANSPARENT | 48V | 400 mA | DALI | N/A | 90+ | < 3 | L80B20 50.000h | 425lm | 50lm/W |  | N/A | G | N/A | 36° | IP 20 | d70 mm | N/A | N/A | d70 mm | 2000 mm | N/A | 350x280x280 mm | 3 | 1 | N/A | N/A | 0.02744 | 0.35 | 0.5
MAG OCCO Z, B | MAG OCCO |  |  | 8,5W | 4000K | 6490343 | 8585054426553 | LED2 6490343 MAG OCCO Z, B 8,5W 4000K | 1473.78 | 1218 | 4 | BLACK | 9005 | ALUMINIUM/PC | TRANSPARENT | 48V | 400 mA | ON/OFF | N/A | 90+ | < 3 | L80B20 50.000h | 425lm | 50lm/W |  | N/A | G | N/A | 36° | IP 20 | d70 mm | N/A | N/A | d70 mm | 2000 mm | N/A | 350x280x280 mm | 3 | 18 | 18585054426550 | N/A | 0.02744 | 0.35 | 0.5
MAG OCCO Z, B | MAG OCCO |  |  | 8,5W | 4000K | 6490343D | 8585054426874 | LED2 6490343D MAG OCCO Z, B DALI DIM 8,5W 4000K | 2596.66 | 2146 | 4 | BLACK | 9005 | ALUMINIUM/PC | TRANSPARENT | 48V | 400 mA | DALI | N/A | 90+ | < 3 | L80B20 50.000h | 425lm | 50lm/W |  | N/A | G | N/A | 36° | IP 20 | d70 mm | N/A | N/A | d70 mm | 2000 mm | N/A | 350x280x280 mm | 3 | 1 | N/A | N/A | 0.02744 | 0.35 | 0.5
MAG MIKY 40 Z, B | MAG MIKY |  |  | 10W | 3000K | 6091833D | 8585054413362 | LED2 6091833D MAG MIKY 40 Z, B DALI DIM 10W 3000K | 3789.72 | 3132 | 4 | BLACK | 9005 | ALUMINIUM/PMMA | TRANSPARENT | 48V | 250 mA | DALI | N/A | 90+ | < 3 | L80B20 50.000h | 800lm | 80lm/W | 103lm/W | N/A | F | N/A | 36° | IP 20 | d50 mm | N/A | 400 mm | d50x400 mm | 2000 mm | N/A | 70x60x420 mm | 3 | 12 | 18585054413369 | N/A | 0.001764 | 0.7 | 0.85
MAG MIKY 40 Z, B | MAG MIKY |  |  | 10W | 4000K | 6091843D | 8585054426140 | LED2 6091843D MAG MIKY 40 Z, B DALI DIM 10W 4000K | 3789.72 | 3132 | 4 | BLACK | 9005 | ALUMINIUM/PMMA | TRANSPARENT | 48V | 250 mA | DALI | N/A | 90+ | < 3 | L80B20 50.000h | 800lm | 80lm/W | 103lm/W | N/A | F | N/A | 36° | IP 20 | d50 mm | N/A | 400 mm | d50x400 mm | 2000 mm | N/A | 70x60x420 mm | 3 | 12 | 18585054426147 | N/A | 0.001764 | 0.7 | 0.85
MAG MIKY SLIM 35 Z, B | MAG MIKY |  |  | 6W | 3000K | 6490433 | 8585054426560 | LED2 6490433 MAG MIKY SLIM 35 Z, B 6W 3000K | 1579.05 | 1305 | 4 | BLACK | 9005 | ALUMINIUM/PC | TRANSPARENT | 48V | 500 mA | ON/OFF | N/A | 90+ | < 3 | L80B20 50.000h | 330lm | 55lm/W |  | N/A | G | < 19 | 38° | IP 20 | d25 mm | N/A | 350 mm | d25x350 mm | 2000 mm | N/A | 410x370x250 mm | 3 | 12 | 18585054426567 | N/A | 0.037925 | 0.25 | 0.35
MAG MIKY SLIM 35 Z, B | MAG MIKY |  |  | 6W | 3000K | 6490433D | 8585054426799 | LED2 6490433D MAG MIKY SLIM 35 Z, B DALI DIM 6W 3000K | 2701.93 | 2233 | 4 | BLACK | 9005 | ALUMINIUM/PC | TRANSPARENT | 48V | 500 mA | DALI | N/A | 90+ | < 3 | L80B20 50.000h | 330lm | 55lm/W |  | N/A | G | < 19 | 38° | IP 20 | d25 mm | N/A | 350 mm | d25x350 mm | 2000 mm | N/A | 410x370x250 mm | 3 | 1 | N/A | N/A | 0.037925 | 0.25 | 0.35
MAG MIKY SLIM 35 Z, B | MAG MIKY |  |  | 6W | 4000K | 6490443 | 8585054426577 | LED2 6490443 MAG MIKY SLIM 35 Z, B 6W 4000K | 1579.05 | 1305 | 4 | BLACK | 9005 | ALUMINIUM/PC | TRANSPARENT | 48V | 500 mA | ON/OFF | N/A | 90+ | < 3 | L80B20 50.000h | 330lm | 55lm/W |  | N/A | G | < 19 | 38° | IP 20 | d25 mm | N/A | 350 mm | d25x350 mm | 2000 mm | N/A | 410x370x250 mm | 3 | 12 | 18585054426574 | N/A | 0.037925 | 0.25 | 0.35
MAG MIKY SLIM 35 Z, B | MAG MIKY |  |  | 6W | 4000K | 6490443D | 8585054426805 | LED2 6490443D MAG MIKY SLIM 35 Z, B DALI DIM 6W 4000K | 2701.93 | 2233 | 4 | BLACK | 9005 | ALUMINIUM/PC | TRANSPARENT | 48V | 500 mA | DALI | N/A | 90+ | < 3 | L80B20 50.000h | 330lm | 55lm/W |  | N/A | G | < 19 | 38° | IP 20 | d25 mm | N/A | 350 mm | d25x350 mm | 2000 mm | N/A | 410x370x250 mm | 3 | 1 | N/A | N/A | 0.037925 | 0.25 | 0.35
MAG MIKY SLIM 55 Z, B | MAG MIKY |  |  | 6W | 3000K | 6490533 | 8585054426584 | LED2 6490533 MAG MIKY SLIM 55 Z, B 6W 3000K | 1754.5 | 1450 | 4 | BLACK | 9005 | ALUMINIUM/PC | TRANSPARENT | 48V | 500 mA | ON/OFF | N/A | 90+ | < 3 | L80B20 50.000h | 330lm | 55lm/W |  | N/A | G | < 19 | 38° | IP 20 | d25 mm | N/A | 550 mm | d25x550 mm | 2000 mm | N/A | 610x250x170 mm | 3 | 12 | 18585054426581 | N/A | 0.025925 | 0.4 | 0.5
MAG MIKY SLIM 55 Z, B | MAG MIKY |  |  | 6W | 3000K | 6490533D | 8585054426812 | LED2 6490533D MAG MIKY SLIM 55 Z, B DALI DIM 6W 3000K | 2877.38 | 2378 | 4 | BLACK | 9005 | ALUMINIUM/PC | TRANSPARENT | 48V | 500 mA | DALI | N/A | 90+ | < 3 | L80B20 50.000h | 330lm | 55lm/W |  | N/A | G | < 19 | 38° | IP 20 | d25 mm | N/A | 550 mm | d25x550 mm | 2000 mm | N/A | 610x250x170 mm | 3 | 1 | N/A | N/A | 0.025925 | 0.4 | 0.5
MAG MIKY SLIM 55 Z, B | MAG MIKY |  |  | 6W | 4000K | 6490543 | 8585054426591 | LED2 6490543 MAG MIKY SLIM 55 Z, B 6W 4000K | 1754.5 | 1450 | 4 | BLACK | 9005 | ALUMINIUM/PC | TRANSPARENT | 48V | 500 mA | ON/OFF | N/A | 90+ | < 3 | L80B20 50.000h | 330lm | 55lm/W |  | N/A | G | < 19 | 38° | IP 20 | d25 mm | N/A | 550 mm | d25x550 mm | 2000 mm | N/A | 610x250x170 mm | 3 | 12 | 18585054426598 | N/A | 0.025925 | 0.4 | 0.5
MAG MIKY SLIM 55 Z, B | MAG MIKY |  |  | 6W | 4000K | 6490543D | 8585054426829 | LED2 6490543D MAG MIKY SLIM 55 Z, B DALI DIM 6W 4000K | 2877.38 | 2378 | 4 | BLACK | 9005 | ALUMINIUM/PC | TRANSPARENT | 48V | 500 mA | DALI | N/A | 90+ | < 3 | L80B20 50.000h | 330lm | 55lm/W |  | N/A | G | < 19 | 38° | IP 20 | d25 mm | N/A | 550 mm | d25x550 mm | 2000 mm | N/A | 610x250x170 mm | 3 | 1 | N/A | N/A | 0.025925 | 0.4 | 0.5
MAGO II XS, B | MAGO II |  |  | 3W | 3000K | 6094333 | 8585054423460 | LED2 6094333 MAGO II XS, B 3W 3000K | 1368.51 | 1131 | 4 | BLACK | 9005 | ALUMINIUM/PMMA | TRANSPARENT | 48V | 120 mA | ON/OFF | N/A | 90+ | < 3 | L80B20 50.000h | 240lm | 80lm/W | 103lm/W | N/A | F | N/A | 36° | IP 20 | d30 mm | N/A | 60 mm | d30x60 mm | N/A | N/A | 145x125x40 mm | 3 | 54 | 18585054423467 | N/A | 0.000725 | 0.2 | 0.4
MAGO II XS, B | MAGO II |  |  | 3W | 4000K | 6094343 | 8585054426072 | LED2 6094343 MAGO II XS, B 3W 4000K | 1368.51 | 1131 | 4 | BLACK | 9005 | ALUMINIUM/PMMA | TRANSPARENT | 48V | 120 mA | ON/OFF | N/A | 90+ | < 3 | L80B20 50.000h | 240lm | 80lm/W | 118lm/W | N/A | F | N/A | 36° | IP 20 | d30 mm | N/A | 60 mm | d30x60 mm | N/A | N/A | 145x125x40 mm | 3 | 54 | 18585054426079 | N/A | 0.000725 | 0.2 | 0.4
MAGO II XS, B | MAGO II |  |  | 3W | 3000K | 6094333D | 8585054423477 | LED2 6094333D MAGO II XS, B DALI DIM 3W 3000K | 2245.76 | 1856 | 4 | BLACK | 9005 | ALUMINIUM/PMMA | TRANSPARENT | 48V | 120 mA | DALI | N/A | 90+ | < 3 | L80B20 50.000h | 240lm | 80lm/W | 103lm/W | N/A | F | N/A | 36° | IP 20 | d30 mm | N/A | 60 mm | d30x60 mm | N/A | N/A | 195x145x40 mm | 3 | 36 | 18585054423474 | N/A | 0.001131 | 0.2 | 0.4
MAGO II XS, B | MAGO II |  |  | 3W | 4000K | 6094343D | 8585054426089 | LED2 6094343D MAGO II XS, B DALI DIM 3W 4000K | 2245.76 | 1856 | 4 | BLACK | 9005 | ALUMINIUM/PMMA | TRANSPARENT | 48V | 120 mA | DALI | N/A | 90+ | < 3 | L80B20 50.000h | 240lm | 80lm/W | 118lm/W | N/A | F | N/A | 36° | IP 20 | d30 mm | N/A | 60 mm | d30x60 mm | N/A | N/A | 195x145x40 mm | 3 | 36 | 18585054426086 | N/A | 0.001131 | 0.2 | 0.4
MAGO II S, B | MAGO II |  |  | 6W | 3000K | 6094233 | 8585054423484 | LED2 6094233 MAGO II S, B 6W 3000K | 1719.41 | 1421 | 4 | BLACK | 9005 | ALUMINIUM/PMMA | TRANSPARENT | 48V | 150 mA | ON/OFF | N/A | 90+ | < 3 | L80B20 50.000h | 480lm | 80lm/W | 103lm/W | N/A | F | N/A | 36° | IP 20 | d40 mm | N/A | 85 mm | d40x85 mm | N/A | N/A | 160x120x50 mm | 3 | 30 | 18585054423481 | N/A | 0.00096 | 0.25 | 0.45
MAGO II S, B | MAGO II |  |  | 6W | 4000K | 6094243 | 8585054426096 | LED2 6094243 MAGO II S, B 6W 4000K | 1719.41 | 1421 | 4 | BLACK | 9005 | ALUMINIUM/PMMA | TRANSPARENT | 48V | 150 mA | ON/OFF | N/A | 90+ | < 3 | L80B20 50.000h | 480lm | 80lm/W | 118lm/W | N/A | F | N/A | 36° | IP 20 | d40 mm | N/A | 85 mm | d40x85 mm | N/A | N/A | 160x120x50 mm | 3 | 30 | 18585054426093 | N/A | 0.00096 | 0.25 | 0.45
MAGO II S, B | MAGO II |  |  | 6W | 3000K | 6094233D | 8585054423491 | LED2 6094233D MAGO II S, B DALI DIM 6W 3000K | 3052.83 | 2523 | 4 | BLACK | 9005 | ALUMINIUM/PMMA | TRANSPARENT | 48V | 150 mA | DALI | N/A | 90+ | < 3 | L80B20 50.000h | 480lm | 80lm/W | 103lm/W | N/A | F | N/A | 36° | IP 20 | d40 mm | N/A | 85 mm | d40x85 mm | N/A | N/A | 190x160x50 mm | 3 | 24 | 18585054423498 | N/A | 0.00152 | 0.25 | 0.45
MAGO II S, B | MAGO II |  |  | 6W | 4000K | 6094243D | 8585054426102 | LED2 6094243D MAGO II S, B DALI DIM 6W 4000K | 3052.83 | 2523 | 4 | BLACK | 9005 | ALUMINIUM/PMMA | TRANSPARENT | 48V | 150 mA | DALI | N/A | 90+ | < 3 | L80B20 50.000h | 480lm | 80lm/W | 118lm/W | N/A | F | N/A | 36° | IP 20 | d40 mm | N/A | 85 mm | d40x85 mm | N/A | N/A | 190x160x50 mm | 3 | 24 | 18585054426109 | N/A | 0.00152 | 0.25 | 0.45
MAGO II M, B | MAGO II |  |  | 10W | 3000K | 6094133 | 8585054423507 | LED2 6094133 MAGO II M, B 10W 3000K | 2070.31 | 1711 | 4 | BLACK | 9005 | ALUMINIUM/PMMA | TRANSPARENT | 48V | 250 mA | ON/OFF | N/A | 90+ | < 3 | L80B20 50.000h | 800lm | 80lm/W | 103lm/W | N/A | F | N/A | 36° | IP 20 | d50 mm | N/A | 110 mm | d50x110 mm | N/A | N/A | 190x125x60 mm | 3 | 30 | 18585054423504 | N/A | 0.001425 | 0.3 | 0.5
MAGO II M, B | MAGO II |  |  | 10W | 4000K | 6094143 | 8585054426119 | LED2 6094143 MAGO II M, B 10W 4000K | 2070.31 | 1711 | 4 | BLACK | 9005 | ALUMINIUM/PMMA | TRANSPARENT | 48V | 250 mA | ON/OFF | N/A | 90+ | < 3 | L80B20 50.000h | 800lm | 80lm/W | 118lm/W | N/A | F | N/A | 36° | IP 20 | d50 mm | N/A | 110 mm | d50x110 mm | N/A | N/A | 190x125x60 mm | 3 | 30 | 18585054426116 | N/A | 0.001425 | 0.3 | 0.5
MAGO II M, B | MAGO II |  |  | 10W | 3000K | 6094133D | 8585054423514 | LED2 6094133D MAGO II M, B DALI DIM 10W 3000K | 3403.73 | 2813 | 4 | BLACK | 9005 | ALUMINIUM/PMMA | TRANSPARENT | 48V | 250 mA | DALI | N/A | 90+ | < 3 | L80B20 50.000h | 800lm | 80lm/W | 103lm/W | N/A | F | N/A | 36° | IP 20 | d50 mm | N/A | 110 mm | d50x110 mm | N/A | N/A | 190x190x60 mm | 3 | 24 | 18585054423511 | N/A | 0.002166 | 0.3 | 0.5
MAGO II M, B | MAGO II |  |  | 10W | 4000K | 6094143D | 8585054426126 | LED2 6094143D MAGO II M, B DALI DIM 10W 4000K | 3403.73 | 2813 | 4 | BLACK | 9005 | ALUMINIUM/PMMA | TRANSPARENT | 48V | 250 mA | DALI | N/A | 90+ | < 3 | L80B20 50.000h | 800lm | 80lm/W | 118lm/W | N/A | F | N/A | 36° | IP 20 | d50 mm | N/A | 110 mm | d50x110 mm | N/A | N/A | 190x190x60 mm | 3 | 24 | 18585054426123 | N/A | 0.002166 | 0.3 | 0.5
MAGO II XS, W | MAGO II | NEW |  | 3W | 3000K | 6094331 | 8585054431106 | LED2 6094331 MAGO II XS, W 3W 3000K | 1368.51 | 1131 | 4 | WHITE | 9003 | ALUMINIUM/PMMA | TRANSPARENT | 48V | 120 mA | ON/OFF | N/A | 90+ | < 3 | L80B20 50.000h | 240lm | 80lm/W | 103lm/W | N/A | F | N/A | 36° | IP 20 | d30 mm | N/A | 60 mm | d30x60 mm | N/A | N/A | 145x125x40 mm | 3 | 54 | 18585054431103 | N/A | 0.000725 | 0.2 | 0.4
MAGO II XS, W | MAGO II | NEW |  | 3W | 4000K | 6094341 | 8585054431113 | LED2 6094341 MAGO II XS, W 3W 4000K | 1368.51 | 1131 | 4 | WHITE | 9003 | ALUMINIUM/PMMA | TRANSPARENT | 48V | 120 mA | ON/OFF | N/A | 90+ | < 3 | L80B20 50.000h | 240lm | 80lm/W | 118lm/W | N/A | F | N/A | 36° | IP 20 | d30 mm | N/A | 60 mm | d30x60 mm | N/A | N/A | 145x125x40 mm | 3 | 54 | 18585054431110 | N/A | 0.000725 | 0.2 | 0.4
MAGO II XS, W | MAGO II | NEW |  | 3W | 3000K | 6094331D | 8585054431120 | LED2 6094331D MAGO II XS, W DALI DIM 3W 3000K | 2245.76 | 1856 | 4 | WHITE | 9003 | ALUMINIUM/PMMA | TRANSPARENT | 48V | 120 mA | DALI | N/A | 90+ | < 3 | L80B20 50.000h | 240lm | 80lm/W | 103lm/W | N/A | F | N/A | 36° | IP 20 | d30 mm | N/A | 60 mm | d30x60 mm | N/A | N/A | 195x145x40 mm | 3 | 36 | 18585054431127 | N/A | 0.001131 | 0.2 | 0.4
MAGO II XS, W | MAGO II | NEW |  | 3W | 4000K | 6094341D | 8585054431137 | LED2 6094341D MAGO II XS, W DALI DIM 3W 4000K | 2245.76 | 1856 | 4 | WHITE | 9003 | ALUMINIUM/PMMA | TRANSPARENT | 48V | 120 mA | DALI | N/A | 90+ | < 3 | L80B20 50.000h | 240lm | 80lm/W | 118lm/W | N/A | F | N/A | 36° | IP 20 | d30 mm | N/A | 60 mm | d30x60 mm | N/A | N/A | 195x145x40 mm | 3 | 36 | 18585054431134 | N/A | 0.001131 | 0.2 | 0.4
MAGO II S, W | MAGO II | NEW |  | 6W | 3000K | 6094231 | 8585054431144 | LED2 6094231 MAGO II S, W 6W 3000K | 1719.41 | 1421 | 4 | WHITE | 9003 | ALUMINIUM/PMMA | TRANSPARENT | 48V | 150 mA | ON/OFF | N/A | 90+ | < 3 | L80B20 50.000h | 480lm | 80lm/W | 103lm/W | N/A | F | N/A | 36° | IP 20 | d40 mm | N/A | 85 mm | d40x85 mm | N/A | N/A | 160x120x50 mm | 3 | 30 | 18585054431141 | N/A | 0.00096 | 0.25 | 0.45
MAGO II S, W | MAGO II | NEW |  | 6W | 4000K | 6094241 | 8585054431151 | LED2 6094241 MAGO II S, W 6W 4000K | 1719.41 | 1421 | 4 | WHITE | 9003 | ALUMINIUM/PMMA | TRANSPARENT | 48V | 150 mA | ON/OFF | N/A | 90+ | < 3 | L80B20 50.000h | 480lm | 80lm/W | 118lm/W | N/A | F | N/A | 36° | IP 20 | d40 mm | N/A | 85 mm | d40x85 mm | N/A | N/A | 160x120x50 mm | 3 | 30 | 18585054431158 | N/A | 0.00096 | 0.25 | 0.45
MAGO II S, W | MAGO II | NEW |  | 6W | 3000K | 6094231D | 8585054431168 | LED2 6094231D MAGO II S, W DALI DIM 6W 3000K | 3052.83 | 2523 | 4 | WHITE | 9003 | ALUMINIUM/PMMA | TRANSPARENT | 48V | 150 mA | DALI | N/A | 90+ | < 3 | L80B20 50.000h | 480lm | 80lm/W | 103lm/W | N/A | F | N/A | 36° | IP 20 | d40 mm | N/A | 85 mm | d40x85 mm | N/A | N/A | 190x160x50 mm | 3 | 24 | 18585054431165 | N/A | 0.00152 | 0.25 | 0.45
MAGO II S, W | MAGO II | NEW |  | 6W | 4000K | 6094241D | 8585054431175 | LED2 6094241D MAGO II S, W DALI DIM 6W 4000K | 3052.83 | 2523 | 4 | WHITE | 9003 | ALUMINIUM/PMMA | TRANSPARENT | 48V | 150 mA | DALI | N/A | 90+ | < 3 | L80B20 50.000h | 480lm | 80lm/W | 118lm/W | N/A | F | N/A | 36° | IP 20 | d40 mm | N/A | 85 mm | d40x85 mm | N/A | N/A | 190x160x50 mm | 3 | 24 | 18585054431172 | N/A | 0.00152 | 0.25 | 0.45
MAGO II M, W | MAGO II | NEW |  | 10W | 3000K | 6094131 | 8585054431182 | LED2 6094131 MAGO II M, W 10W 3000K | 2070.31 | 1711 | 4 | WHITE | 9003 | ALUMINIUM/PMMA | TRANSPARENT | 48V | 250 mA | ON/OFF | N/A | 90+ | < 3 | L80B20 50.000h | 800lm | 80lm/W | 103lm/W | N/A | F | N/A | 36° | IP 20 | d50 mm | N/A | 110 mm | d50x110 mm | N/A | N/A | 190x125x60 mm | 3 | 30 | 18585054431189 | N/A | 0.001425 | 0.3 | 0.5
MAGO II M, W | MAGO II | NEW |  | 10W | 4000K | 6094141 | 8585054431199 | LED2 6094141 MAGO II M, W 10W 4000K | 2070.31 | 1711 | 4 | WHITE | 9003 | ALUMINIUM/PMMA | TRANSPARENT | 48V | 250 mA | ON/OFF | N/A | 90+ | < 3 | L80B20 50.000h | 800lm | 80lm/W | 118lm/W | N/A | F | N/A | 36° | IP 20 | d50 mm | N/A | 110 mm | d50x110 mm | N/A | N/A | 190x125x60 mm | 3 | 30 | 18585054431196 | N/A | 0.001425 | 0.3 | 0.5
MAGO II M, W | MAGO II | NEW |  | 10W | 3000K | 6094131D | 8585054431205 | LED2 6094131D MAGO II M, W DALI DIM 10W 3000K | 3403.73 | 2813 | 4 | WHITE | 9003 | ALUMINIUM/PMMA | TRANSPARENT | 48V | 250 mA | DALI | N/A | 90+ | < 3 | L80B20 50.000h | 800lm | 80lm/W | 103lm/W | N/A | F | N/A | 36° | IP 20 | d50 mm | N/A | 110 mm | d50x110 mm | N/A | N/A | 190x190x60 mm | 3 | 24 | 18585054431202 | N/A | 0.002166 | 0.3 | 0.5
MAGO II M, W | MAGO II | NEW |  | 10W | 4000K | 6094141D | 8585054431212 | LED2 6094141D MAGO II M, W DALI DIM 10W 4000K | 3403.73 | 2813 | 4 | WHITE | 9003 | ALUMINIUM/PMMA | TRANSPARENT | 48V | 250 mA | DALI | N/A | 90+ | < 3 | L80B20 50.000h | 800lm | 80lm/W | 118lm/W | N/A | F | N/A | 36° | IP 20 | d50 mm | N/A | 110 mm | d50x110 mm | N/A | N/A | 190x190x60 mm | 3 | 24 | 18585054431219 | N/A | 0.002166 | 0.3 | 0.5
MAGO S, B | MAGO |  |  | 6W | 3000K | 6091933 | 8585054413379 | LED2 6091933 MAGO S, B 6W 3000K | 1719.41 | 1421 | 4 | BLACK | 9005 | ALUMINIUM/PMMA | TRANSPARENT | 48V | 150 mA | ON/OFF | N/A | 90+ | < 3 | L80B20 50.000h | 480lm | 80lm/W | 109lm/W | N/A | F | N/A | 30° | IP 20 | d40 mm | 85 mm | 85 mm | d40x85x85 mm | N/A | N/A | 160x120x50 mm | 3 | 30 | 18585054413376 | N/A | 0.00096 | 0.2 | 0.3
MAGO S, B | MAGO |  |  | 6W | 3000K | 6091933D | 8585054413386 | LED2 6091933D MAGO S, B DALI DIM 6W 3000K | 3052.83 | 2523 | 4 | BLACK | 9005 | ALUMINIUM/PMMA | TRANSPARENT | 48V | 150 mA | DALI | N/A | 90+ | < 3 | L80B20 50.000h | 480lm | 80lm/W | 109lm/W | N/A | F | N/A | 30° | IP 20 | d40 mm | 85 mm | 85 mm | d40x85x85 mm | N/A | N/A | 160x120x50 mm | 3 | 30 | 18585054413383 | N/A | 0.00096 | 0.2 | 0.3
MAGO M, B | MAGO |  |  | 10W | 3000K | 6092033 | 8585054413393 | LED2 6092033 MAGO M, B 10W 3000K | 2070.31 | 1711 | 4 | BLACK | 9005 | ALUMINIUM/PMMA | TRANSPARENT | 48V | 250 mA | ON/OFF | N/A | 90+ | < 3 | L80B20 50.000h | 800lm | 80lm/W | 118lm/W | N/A | F | N/A | 36° | IP 20 | d50 mm | 110 mm | 110 mm | d50x110x110 mm | N/A | N/A | 190x120x60 mm | 3 | 30 | 18585054413390 | N/A | 0.001368 | 0.3 | 0.4
MAGO M, B | MAGO |  |  | 10W | 3000K | 6092033D | 8585054413409 | LED2 6092033D MAGO M, B DALI DIM 10W 3000K | 3403.73 | 2813 | 4 | BLACK | 9005 | ALUMINIUM/PMMA | TRANSPARENT | 48V | 250 mA | DALI | N/A | 90+ | < 3 | L80B20 50.000h | 800lm | 80lm/W | 118lm/W | N/A | F | N/A | 36° | IP 20 | d50 mm | 110 mm | 110 mm | d50x110x110 mm | N/A | N/A | 190x120x60 mm | 3 | 30 | 18585054413406 | N/A | 0.001368 | 0.3 | 0.4
MAGO ZOOM, B | MAGO |  |  | 10W | 3000K | 6092233D | 8585054413416 | LED2 6092233D MAGO ZOOM, B DALI DIM 10W 3000K | 3684.45 | 3045 | 4 | BLACK | 9005 | ALUMINIUM/PMMA | TRANSPARENT | 48V | 250 mA | DALI | N/A | 90+ | < 3 | L80B20 50.000h | 800lm | 80lm/W | 103lm/W | N/A | F | N/A | 15°-60° | IP 20 | d55 mm | N/A | 110 mm | d55x110 mm | N/A | N/A | 190x190x70 mm | 3 | 24 | 18585054413413 | N/A | 0.002527 | 0.3 | 0.4
MAGO ZOOM, B | MAGO |  |  | 10W | 4000K | 6092243D | 8585054426133 | LED2 6092243D MAGO ZOOM, B DALI DIM 10W 4000K | 3684.45 | 3045 | 4 | BLACK | 9005 | ALUMINIUM/PMMA | TRANSPARENT | 48V | 250 mA | DALI | N/A | 90+ | < 3 | L80B20 50.000h | 800lm | 80lm/W | 118lm/W | N/A | F | N/A | 15°-60° | IP 20 | d55 mm | N/A | 110 mm | d55x110 mm | N/A | N/A | 190x190x70 mm | 3 | 24 | 18585054426130 | N/A | 0.002527 | 0.3 | 0.4
MAGO ZOOM, W | MAGO | NEW |  | 10W | 3000K | 6092231D | 8585054431045 | LED2 6092231D MAGO ZOOM, W DALI DIM 10W 3000K | 3684.45 | 3045 | 4 | WHITE | 9003 | ALUMINIUM/PMMA | TRANSPARENT | 48V | 250 mA | DALI | N/A | 90+ | < 3 | L80B20 50.000h | 800lm | 80lm/W | 103lm/W | N/A | F | N/A | 15°-60° | IP 20 | d55 mm | N/A | 110 mm | d55x110 mm | N/A | N/A | 190x190x70 mm | 3 | 24 | 18585054431042 | N/A | 0.002527 | 0.3 | 0.4
MAGO ZOOM, W | MAGO | NEW |  | 10W | 4000K | 6092241D | 8585054431052 | LED2 6092241D MAGO ZOOM, W DALI DIM 10W 4000K | 3684.45 | 3045 | 4 | WHITE | 9003 | ALUMINIUM/PMMA | TRANSPARENT | 48V | 250 mA | DALI | N/A | 90+ | < 3 | L80B20 50.000h | 800lm | 80lm/W | 118lm/W | N/A | F | N/A | 15°-60° | IP 20 | d55 mm | N/A | 110 mm | d55x110 mm | N/A | N/A | 190x190x70 mm | 3 | 24 | 18585054431059 | N/A | 0.002527 | 0.3 | 0.4
MAYO S, B | MAYO |  |  | 10W | 3000K | 6092133 | 8585054413423 | LED2 6092133 MAYO S, B 10W 3000K | 2070.31 | 1711 | 4 | BLACK | 9005 | ALUMINIUM/PMMA | TRANSPARENT | 48V | 250 mA | ON/OFF | N/A | 90+ | < 3 | L80B20 50.000h | 800lm | 80lm/W | 103lm/W | N/A | F | N/A | 36° | IP 20 | d50 mm | N/A | 70 mm | d50x70 mm | N/A | N/A | 150x130x60 mm | 3 | 24 | 18585054413420 | N/A | 0.00117 | 0.25 | 0.35
MAYO S, B | MAYO |  |  | 10W | 4000K | 6092143 | 8585054426157 | LED2 6092143 MAYO S, B 10W 4000K | 2070.31 | 1711 | 4 | BLACK | 9005 | ALUMINIUM/PMMA | TRANSPARENT | 48V | 250 mA | ON/OFF | N/A | 90+ | < 3 | L80B20 50.000h | 800lm | 80lm/W | 118lm/W | N/A | F | N/A | 36° | IP 20 | d50 mm | N/A | 70 mm | d50x70 mm | N/A | N/A | 150x130x60 mm | 3 | 24 | 18585054426154 | N/A | 0.00117 | 0.25 | 0.35
MAYO S, B | MAYO |  |  | 10W | 3000K | 6092133D | 8585054413430 | LED2 6092133D MAYO S, B DALI DIM 10W 3000K | 3403.73 | 2813 | 4 | BLACK | 9005 | ALUMINIUM/PMMA | TRANSPARENT | 48V | 250 mA | DALI | N/A | 90+ | < 3 | L80B20 50.000h | 800lm | 80lm/W | 103lm/W | N/A | F | N/A | 36° | IP 20 | d50 mm | N/A | 70 mm | d50x70 mm | N/A | N/A | 150x130x60 mm | 3 | 24 | 18585054413437 | N/A | 0.00117 | 0.25 | 0.35
MAYO S, B | MAYO |  |  | 10W | 4000K | 6092143D | 8585054426164 | LED2 6092143D MAYO S, B DALI DIM 10W 4000K | 3403.73 | 2813 | 4 | BLACK | 9005 | ALUMINIUM/PMMA | TRANSPARENT | 48V | 250 mA | DALI | N/A | 90+ | < 3 | L80B20 50.000h | 800lm | 80lm/W | 118lm/W | N/A | F | N/A | 36° | IP 20 | d50 mm | N/A | 70 mm | d50x70 mm | N/A | N/A | 150x130x60 mm | 3 | 24 | 18585054426161 | N/A | 0.00117 | 0.25 | 0.35
MAYO S, W | MAYO | NEW |  | 10W | 3000K | 6092131 | 8585054431069 | LED2 6092131 MAYO S, W 10W 3000K | 2070.31 | 1711 | 4 | WHITE | 9003 | ALUMINIUM/PMMA | TRANSPARENT | 48V | 250 mA | ON/OFF | N/A | 90+ | < 3 | L80B20 50.000h | 800lm | 80lm/W | 103lm/W | N/A | F | N/A | 36° | IP 20 | d50 mm | N/A | 70 mm | d50x70 mm | N/A | N/A | 150x130x60 mm | 3 | 24 | 18585054431066 | N/A | 0.00117 | 0.25 | 0.35
MAYO S, W | MAYO | NEW |  | 10W | 4000K | 6092141 | 8585054431076 | LED2 6092141 MAYO S, W 10W 4000K | 2070.31 | 1711 | 4 | WHITE | 9003 | ALUMINIUM/PMMA | TRANSPARENT | 48V | 250 mA | ON/OFF | N/A | 90+ | < 3 | L80B20 50.000h | 800lm | 80lm/W | 118lm/W | N/A | F | N/A | 36° | IP 20 | d50 mm | N/A | 70 mm | d50x70 mm | N/A | N/A | 150x130x60 mm | 3 | 24 | 18585054431073 | N/A | 0.00117 | 0.25 | 0.35
MAYO S, W | MAYO | NEW |  | 10W | 3000K | 6092131D | 8585054431083 | LED2 6092131D MAYO S, W DALI DIM 10W 3000K | 3403.73 | 2813 | 4 | WHITE | 9003 | ALUMINIUM/PMMA | TRANSPARENT | 48V | 250 mA | DALI | N/A | 90+ | < 3 | L80B20 50.000h | 800lm | 80lm/W | 103lm/W | N/A | F | N/A | 36° | IP 20 | d50 mm | N/A | 70 mm | d50x70 mm | N/A | N/A | 150x130x60 mm | 3 | 24 | 18585054431080 | N/A | 0.00117 | 0.25 | 0.35
MAYO S, W | MAYO | NEW |  | 10W | 4000K | 6092141D | 8585054431090 | LED2 6092141D MAYO S, W DALI DIM 10W 4000K | 3403.73 | 2813 | 4 | WHITE | 9003 | ALUMINIUM/PMMA | TRANSPARENT | 48V | 250 mA | DALI | N/A | 90+ | < 3 | L80B20 50.000h | 800lm | 80lm/W | 118lm/W | N/A | F | N/A | 36° | IP 20 | d50 mm | N/A | 70 mm | d50x70 mm | N/A | N/A | 150x130x60 mm | 3 | 24 | 18585054431097 | N/A | 0.00117 | 0.25 | 0.35
MAGLASER II TILT, B | MAGLASER II |  |  | 12W | 3000K | 6480733D | 8585054426324 | LED2 6480733D MAGLASER II TILT, B DALI DIM 12W 3000K | 2561.57 | 2117 | 4 | BLACK | 9017 | ALUMINIUM/PC | TRANSPARENT | 48V |  | DALI | N/A | 90+ | < 3 | L80B20 50.000h | 1068lm | 89lm/W | 115lm/W | N/A | E | < 19 | 38° | IP 20 | 235 mm | 22 mm | 80 mm | 235x22x80 mm | N/A | N/A | 250x80x30 mm | 3 | 30 | 18585054426321 | N/A | 0.0006 | 0.35 | 0.45
MAGLASER II TILT, B | MAGLASER II |  |  | 12W | 4000K | 6480743D | 8585054426331 | LED2 6480743D MAGLASER II TILT, B DALI DIM 12W 4000K | 2561.57 | 2117 | 4 | BLACK | 9017 | ALUMINIUM/PC | TRANSPARENT | 48V |  | DALI | N/A | 90+ | < 3 | L80B20 50.000h | 1068lm | 89lm/W | 115lm/W | N/A | E | < 19 | 38° | IP 20 | 235 mm | 22 mm | 80 mm | 235x22x80 mm | N/A | N/A | 250x80x30 mm | 3 | 30 | 18585054426338 | N/A | 0.0006 | 0.35 | 0.45
MAGLASER II TILT, W | MAGLASER II | NEW |  | 12W | 3000K | 6480731D | 8585054430949 | LED2 6480731D MAGLASER II TILT, W DALI DIM 12W 3000K | 2561.57 | 2117 | 4 | WHITE | 9003 | ALUMINIUM/PC | TRANSPARENT | 48V |  | DALI | N/A | 90+ | < 3 | L80B20 50.000h | 1068lm | 89lm/W | 115lm/W | N/A | E | < 19 | 38° | IP 20 | 235 mm | 22 mm | 80 mm | 235x22x80 mm | N/A | N/A | 250x80x30 mm | 3 | 30 | 18585054430946 | N/A | 0.0006 | 0.35 | 0.45
MAGLASER II TILT, W | MAGLASER II | NEW |  | 12W | 4000K | 6480741D | 8585054430956 | LED2 6480741D MAGLASER II TILT, W DALI DIM 12W 4000K | 2561.57 | 2117 | 4 | WHITE | 9003 | ALUMINIUM/PC | TRANSPARENT | 48V |  | DALI | N/A | 90+ | < 3 | L80B20 50.000h | 1068lm | 89lm/W | 115lm/W | N/A | E | < 19 | 38° | IP 20 | 235 mm | 22 mm | 80 mm | 235x22x80 mm | N/A | N/A | 250x80x30 mm | 3 | 30 | 18585054430953 | N/A | 0.0006 | 0.35 | 0.45
MAGLASER II 12, B | MAGLASER II |  |  | 6W | 3000K | 6480833 | 8585054426348 | LED2 6480833 MAGLASER II 12, B 6W 3000K | 736.89 | 609 | 4 | BLACK | 9017 | ALUMINIUM/PC | TRANSPARENT | 48V | 150 mA | ON/OFF | N/A | 90+ | < 3 | L80B20 50.000h | 534lm | 89lm/W | 115lm/W | N/A | E | < 19 | 38° | IP 20 | 121 mm | 22 mm | 44 mm | 121x22x44 mm | N/A | N/A | 135x50x30 mm | 3 | 48 | 18585054426345 | N/A | 0.000203 | 0.1 | 0.2
MAGLASER II 12, B | MAGLASER II |  |  | 6W | 3000K | 6480833D | 8585054426355 | LED2 6480833D MAGLASER II 12, B DALI DIM 6W 3000K | 1719.41 | 1421 | 4 | BLACK | 9017 | ALUMINIUM/PC | TRANSPARENT | 48V |  | DALI | N/A | 90+ | < 3 | L80B20 50.000h | 534lm | 89lm/W | 115lm/W | N/A | E | < 19 | 38° | IP 20 | 121 mm | 22 mm | 44 mm | 121x22x44 mm | N/A | N/A | 135x50x30 mm | 3 | 48 | 18585054426352 | N/A | 0.000203 | 0.1 | 0.2
MAGLASER II 12, B | MAGLASER II |  |  | 6W | 4000K | 6480843 | 8585054426362 | LED2 6480843 MAGLASER II 12, B 6W 4000K | 736.89 | 609 | 4 | BLACK | 9017 | ALUMINIUM/PC | TRANSPARENT | 48V | 150 mA | ON/OFF | N/A | 90+ | < 3 | L80B20 50.000h | 534lm | 89lm/W | 115lm/W | N/A | E | < 19 | 38° | IP 20 | 121 mm | 22 mm | 44 mm | 121x22x44 mm | N/A | N/A | 135x50x30 mm | 3 | 48 | 18585054426369 | N/A | 0.000203 | 0.1 | 0.2
MAGLASER II 12, B | MAGLASER II |  |  | 6W | 4000K | 6480843D | 8585054426379 | LED2 6480843D MAGLASER II 12, B DALI DIM 6W 4000K | 1719.41 | 1421 | 4 | BLACK | 9017 | ALUMINIUM/PC | TRANSPARENT | 48V |  | DALI | N/A | 90+ | < 3 | L80B20 50.000h | 534lm | 89lm/W | 115lm/W | N/A | E | < 19 | 38° | IP 20 | 121 mm | 22 mm | 44 mm | 121x22x44 mm | N/A | N/A | 135x50x30 mm | 3 | 48 | 18585054426376 | N/A | 0.000203 | 0.1 | 0.2
MAGLASER II 24, B | MAGLASER II |  |  | 12W | 3000K | 6480933D | 8585054426386 | LED2 6480933D MAGLASER II 24, B DALI DIM 12W 3000K | 2070.31 | 1711 | 4 | BLACK | 9017 | ALUMINIUM/PC | TRANSPARENT | 48V |  | DALI | N/A | 90+ | < 3 | L80B20 50.000h | 1068lm | 89lm/W | 115lm/W | N/A | E | < 19 | 38° | IP 20 | 235 mm | 22 mm | 44 mm | 235x22x44 mm | N/A | N/A | 250x50x30 mm | 3 | 48 | 18585054426383 | N/A | 0.000375 | 0.2 | 0.3
MAGLASER II 24, B | MAGLASER II |  |  | 12W | 4000K | 6480943D | 8585054426393 | LED2 6480943D MAGLASER II 24, B DALI DIM 12W 4000K | 2070.31 | 1711 | 4 | BLACK | 9017 | ALUMINIUM/PC | TRANSPARENT | 48V |  | DALI | N/A | 90+ | < 3 | L80B20 50.000h | 1068lm | 89lm/W | 115lm/W | N/A | E | < 19 | 38° | IP 20 | 235 mm | 22 mm | 44 mm | 235x22x44 mm | N/A | N/A | 250x50x30 mm | 3 | 48 | 18585054426390 | N/A | 0.000375 | 0.2 | 0.3
MAGLASER II 12, W | MAGLASER II | NEW |  | 6W | 3000K | 6480831 | 8585054430963 | LED2 6480831 MAGLASER II 12, W 6W 3000K | 736.89 | 609 | 4 | WHITE | 9003 | ALUMINIUM/PC | TRANSPARENT | 48V | 150 mA | ON/OFF | N/A | 90+ | < 3 | L80B20 50.000h | 534lm | 89lm/W | 115lm/W | N/A | E | < 19 | 38° | IP 20 | 121 mm | 22 mm | 44 mm | 121x22x44 mm | N/A | N/A | 135x50x30 mm | 3 | 48 | 18585054430960 | N/A | 0.000203 | 0.1 | 0.2
MAGLASER II 12, W | MAGLASER II | NEW |  | 6W | 3000K | 6480831D | 8585054430970 | LED2 6480831D MAGLASER II 12, W DALI DIM 6W 3000K | 1719.41 | 1421 | 4 | WHITE | 9003 | ALUMINIUM/PC | TRANSPARENT | 48V |  | DALI | N/A | 90+ | < 3 | L80B20 50.000h | 534lm | 89lm/W | 115lm/W | N/A | E | < 19 | 38° | IP 20 | 121 mm | 22 mm | 44 mm | 121x22x44 mm | N/A | N/A | 135x50x30 mm | 3 | 48 | 18585054430977 | N/A | 0.000203 | 0.1 | 0.2
MAGLASER II 12, W | MAGLASER II | NEW |  | 6W | 4000K | 6480841 | 8585054430987 | LED2 6480841 MAGLASER II 12, W 6W 4000K | 736.89 | 609 | 4 | WHITE | 9003 | ALUMINIUM/PC | TRANSPARENT | 48V | 150 mA | ON/OFF | N/A | 90+ | < 3 | L80B20 50.000h | 534lm | 89lm/W | 115lm/W | N/A | E | < 19 | 38° | IP 20 | 121 mm | 22 mm | 44 mm | 121x22x44 mm | N/A | N/A | 135x50x30 mm | 3 | 48 | 18585054430984 | N/A | 0.000203 | 0.1 | 0.2
MAGLASER II 12, W | MAGLASER II | NEW |  | 6W | 4000K | 6480841D | 8585054430994 | LED2 6480841D MAGLASER II 12, W DALI DIM 6W 4000K | 1719.41 | 1421 | 4 | WHITE | 9003 | ALUMINIUM/PC | TRANSPARENT | 48V |  | DALI | N/A | 90+ | < 3 | L80B20 50.000h | 534lm | 89lm/W | 115lm/W | N/A | E | < 19 | 38° | IP 20 | 121 mm | 22 mm | 44 mm | 121x22x44 mm | N/A | N/A | 135x50x30 mm | 3 | 48 | 18585054430991 | N/A | 0.000203 | 0.1 | 0.2
MAGLASER II 24, W | MAGLASER II | NEW |  | 12W | 3000K | 6480931D | 8585054431007 | LED2 6480931D MAGLASER II 24, W DALI DIM 12W 3000K | 2070.31 | 1711 | 4 | WHITE | 9003 | ALUMINIUM/PC | TRANSPARENT | 48V |  | DALI | N/A | 90+ | < 3 | L80B20 50.000h | 1068lm | 89lm/W | 115lm/W | N/A | E | < 19 | 38° | IP 20 | 235 mm | 22 mm | 44 mm | 235x22x44 mm | N/A | N/A | 250x50x30 mm | 3 | 48 | 18585054431004 | N/A | 0.000375 | 0.2 | 0.3
MAGLASER II 24, W | MAGLASER II | NEW |  | 12W | 4000K | 6480941D | 8585054431014 | LED2 6480941D MAGLASER II 24, W DALI DIM 12W 4000K | 2070.31 | 1711 | 4 | WHITE | 9003 | ALUMINIUM/PC | TRANSPARENT | 48V |  | DALI | N/A | 90+ | < 3 | L80B20 50.000h | 1068lm | 89lm/W | 115lm/W | N/A | E | < 19 | 38° | IP 20 | 235 mm | 22 mm | 44 mm | 235x22x44 mm | N/A | N/A | 250x50x30 mm | 3 | 48 | 18585054431011 | N/A | 0.000375 | 0.2 | 0.3
MAGLINE II 30, B | MAGLINE II |  |  | 12W | 3000K | 6481033 | 8585054426409 | LED2 6481033 MAGLINE II 30, B 12W 3000K | 1052.7 | 870 | 4 | BLACK | 9017 | ALUMINIUM/PC | OPAL | 48V |  | ON/OFF | N/A | 90+ | < 3 | L80B20 50.000h | 1020lm | 85lm/W | 130lm/W | N/A | D | N/A | 110° | IP 20 | 306 mm | 22 mm | 44 mm | 306x22x44 mm | N/A | N/A | 320x50x30 mm | 3 | 48 | 18585054426406 | N/A | 0.00048 | 0.25 | 0.35
MAGLINE II 30, B | MAGLINE II |  |  | 12W | 3000K | 6481033D | 8585054426416 | LED2 6481033D MAGLINE II 30, B DALI DIM 12W 3000K | 1929.95 | 1595 | 4 | BLACK | 9017 | ALUMINIUM/PC | OPAL | 48V |  | DALI | N/A | 90+ | < 3 | L80B20 50.000h | 1020lm | 85lm/W | 130lm/W | N/A | D | N/A | 110° | IP 20 | 306 mm | 22 mm | 44 mm | 306x22x44 mm | N/A | N/A | 320x50x30 mm | 3 | 48 | 18585054426413 | N/A | 0.00048 | 0.25 | 0.35
MAGLINE II 30, B | MAGLINE II |  |  | 12W | 4000K | 6481043 | 8585054426423 | LED2 6481043 MAGLINE II 30, B 12W 4000K | 1052.7 | 870 | 4 | BLACK | 9017 | ALUMINIUM/PC | OPAL | 48V |  | ON/OFF | N/A | 90+ | < 3 | L80B20 50.000h | 1020lm | 85lm/W | 130lm/W | N/A | D | N/A | 110° | IP 20 | 306 mm | 22 mm | 44 mm | 306x22x44 mm | N/A | N/A | 320x50x30 mm | 3 | 48 | 18585054426420 | N/A | 0.00048 | 0.25 | 0.35
MAGLINE II 30, B | MAGLINE II |  |  | 12W | 4000K | 6481043D | 8585054426430 | LED2 6481043D MAGLINE II 30, B DALI DIM 12W 4000K | 1929.95 | 1595 | 4 | BLACK | 9017 | ALUMINIUM/PC | OPAL | 48V |  | DALI | N/A | 90+ | < 3 | L80B20 50.000h | 1020lm | 85lm/W | 130lm/W | N/A | D | N/A | 110° | IP 20 | 306 mm | 22 mm | 44 mm | 306x22x44 mm | N/A | N/A | 320x50x30 mm | 3 | 48 | 18585054426437 | N/A | 0.00048 | 0.25 | 0.35
MAGLINE II 60, B | MAGLINE II |  |  | 24W | 3000K | 6481133D | 8585054426447 | LED2 6481133D MAGLINE II 60, B DALI DIM 24W 3000K | 2421.21 | 2001 | 4 | BLACK | 9017 | ALUMINIUM/PC | OPAL | 48V |  | DALI | N/A | 90+ | < 3 | L80B20 50.000h | 1944lm | 81lm/W | 130lm/W | N/A | D | N/A | 110° | IP 20 | 601 mm | 22 mm | 44 mm | 601x22x44 mm | N/A | N/A | 620x50x30 mm | 3 | 30 | 18585054426444 | N/A | 0.00093 | 0.4 | 0.5
MAGLINE II 60, B | MAGLINE II |  |  | 24W | 4000K | 6481143D | 8585054426454 | LED2 6481143D MAGLINE II 60, B DALI DIM 24W 4000K | 2421.21 | 2001 | 4 | BLACK | 9017 | ALUMINIUM/PC | OPAL | 48V |  | DALI | N/A | 90+ | < 3 | L80B20 50.000h | 1944lm | 81lm/W | 130lm/W | N/A | D | N/A | 110° | IP 20 | 601 mm | 22 mm | 44 mm | 601x22x44 mm | N/A | N/A | 620x50x30 mm | 3 | 30 | 18585054426451 | N/A | 0.00093 | 0.4 | 0.5
MAGLINE II 30, W | MAGLINE II | NEW |  | 12W | 3000K | 6481031 | 8585054430888 | LED2 6481031 MAGLINE II 30, W 12W 3000K | 1052.7 | 870 | 4 | WHITE | 9003 | ALUMINIUM/PC | OPAL | 48V |  | ON/OFF | N/A | 90+ | < 3 | L80B20 50.000h | 1020lm | 85lm/W | 130lm/W | N/A | D | N/A | 110° | IP 20 | 306 mm | 22 mm | 44 mm | 306x22x44 mm | N/A | N/A | 320x50x30 mm | 3 | 48 | 18585054430885 | N/A | 0.00048 | 0.25 | 0.35
MAGLINE II 30, W | MAGLINE II | NEW |  | 12W | 3000K | 6481031D | 8585054430895 | LED2 6481031D MAGLINE II 30, W DALI DIM 12W 3000K | 1929.95 | 1595 | 4 | WHITE | 9003 | ALUMINIUM/PC | OPAL | 48V |  | DALI | N/A | 90+ | < 3 | L80B20 50.000h | 1020lm | 85lm/W | 130lm/W | N/A | D | N/A | 110° | IP 20 | 306 mm | 22 mm | 44 mm | 306x22x44 mm | N/A | N/A | 320x50x30 mm | 3 | 48 | 18585054430892 | N/A | 0.00048 | 0.25 | 0.35
MAGLINE II 30, W | MAGLINE II | NEW |  | 12W | 4000K | 6481041 | 8585054430901 | LED2 6481041 MAGLINE II 30, W 12W 4000K | 1052.7 | 870 | 4 | WHITE | 9003 | ALUMINIUM/PC | OPAL | 48V |  | ON/OFF | N/A | 90+ | < 3 | L80B20 50.000h | 1020lm | 85lm/W | 130lm/W | N/A | D | N/A | 110° | IP 20 | 306 mm | 22 mm | 44 mm | 306x22x44 mm | N/A | N/A | 320x50x30 mm | 3 | 48 | 18585054430908 | N/A | 0.00048 | 0.25 | 0.35
MAGLINE II 30, W | MAGLINE II | NEW |  | 12W | 4000K | 6481041D | 8585054430918 | LED2 6481041D MAGLINE II 30, W DALI DIM 12W 4000K | 1929.95 | 1595 | 4 | WHITE | 9003 | ALUMINIUM/PC | OPAL | 48V |  | DALI | N/A | 90+ | < 3 | L80B20 50.000h | 1020lm | 85lm/W | 130lm/W | N/A | D | N/A | 110° | IP 20 | 306 mm | 22 mm | 44 mm | 306x22x44 mm | N/A | N/A | 320x50x30 mm | 3 | 48 | 18585054430915 | N/A | 0.00048 | 0.25 | 0.35
MAGLINE II 60, W | MAGLINE II | NEW |  | 24W | 3000K | 6481131D | 8585054430925 | LED2 6481131D MAGLINE II 60, W DALI DIM 24W 3000K | 2421.21 | 2001 | 4 | WHITE | 9003 | ALUMINIUM/PC | OPAL | 48V |  | DALI | N/A | 90+ | < 3 | L80B20 50.000h | 1944lm | 81lm/W | 130lm/W | N/A | D | N/A | 110° | IP 20 | 601 mm | 22 mm | 44 mm | 601x22x44 mm | N/A | N/A | 620x50x30 mm | 3 | 30 | 18585054430922 | N/A | 0.00093 | 0.4 | 0.5
MAGLINE II 60, W | MAGLINE II | NEW |  | 24W | 4000K | 6481141D | 8585054430932 | LED2 6481141D MAGLINE II 60, W DALI DIM 24W 4000K | 2421.21 | 2001 | 4 | WHITE | 9003 | ALUMINIUM/PC | OPAL | 48V |  | DALI | N/A | 90+ | < 3 | L80B20 50.000h | 1944lm | 81lm/W | 130lm/W | N/A | D | N/A | 110° | IP 20 | 601 mm | 22 mm | 44 mm | 601x22x44 mm | N/A | N/A | 620x50x30 mm | 3 | 30 | 18585054430939 | N/A | 0.00093 | 0.4 | 0.5
MAG LOCO Z, B | MAG LOCO |  |  | 10W | 3000K | 6301033D | 8585054414017 | LED2 6301033D MAG LOCO Z, B DALI DIM 10W 3000K | 3473.91 | 2871 | 4 | BLACK | 9005 | ALUMINIUM/PMMA | OPAL | 48V | 250 mA | DALI | N/A | 90+ | < 3 | L80B20 50.000h | 900lm | 90lm/W | 105lm/W | N/A | F | N/A | 100° | IP 20 | d100 mm | N/A | N/A | d100 mm | 2000 mm | N/A | 200x130x110 mm | 1 | 1 | N/A | N/A | 0.00286 | 0.95 | 1.1
MAG LUKY Z, B | MAG LUKY |  |  | 20W | 3000K | 6251433D | 8585054414031 | LED2 6251433D MAG LUKY Z, B DALI DIM 20W 3000K | 5158.23 | 4263 | 4 | BLACK | 9005 | ALUMINIUM/PMMA | TRANSPARENT | 48V | 500 mA | DALI | N/A | 90+ | < 3 | L80B20 50.000h | 1900lm | 95lm/W | 165lm/W | N/A | E | < 19 | 60° | IP 20 | d80 mm | N/A | 192 mm | d80x192 mm | 2000 mm | N/A | 300x110x110 mm | 3 | 1 | N/A | N/A | 0.00363 | 1 | 1.2
MAG LUKY Z, B | MAG LUKY |  |  | 20W | 4000K | 6251443D | 8585054427420 | LED2 6251443D MAG LUKY Z, B DALI DIM 20W 4000K | 5158.23 | 4263 | 4 | BLACK | 9005 | ALUMINIUM/PMMA | TRANSPARENT | 48V | 500 mA | DALI | N/A | 90+ | < 3 | L80B20 50.000h | 1900lm | 95lm/W | 165lm/W | N/A | E | < 19 | 60° | IP 20 | d80 mm | N/A | 192 mm | d80x192 mm | 2000 mm | N/A | 300x110x110 mm | 3 | 1 | N/A | N/A | 0.00363 | 1 | 1.2
MAG SHOT, B | MAG SHOT |  |  | 2W | 3000K | 6480633 | 8585054426461 | LED2 6480633 MAG SHOT, B 2W 3000K | 456.17 | 377 | 4 | BLACK | 9017 | ALUMINIUM/PC | TRANSPARENT | 48V | 600 mA | ON/OFF | N/A | 90+ | < 3 | L80B20 50.000h | 186lm | 93lm/W | 115lm/W | N/A | E | < 19 | 24° | IP 20 | 21 mm | 21 mm | 46 mm | 21x21x46 mm | N/A | N/A | 50x40x25 mm | 3 | 100 | 18585054426468 | N/A | 5e-05 | 0.1 | 0.15
MAG SHOT, B | MAG SHOT |  |  | 2W | 4000K | 6480643 | 8585054426478 | LED2 6480643 MAG SHOT, B 2W 4000K | 456.17 | 377 | 4 | BLACK | 9017 | ALUMINIUM/PC | TRANSPARENT | 48V | 600 mA | ON/OFF | N/A | 90+ | < 3 | L80B20 50.000h | 186lm | 93lm/W | 115lm/W | N/A | E | < 19 | 24° | IP 20 | 21 mm | 21 mm | 46 mm | 21x21x46 mm | N/A | N/A | 50x40x25 mm | 3 | 100 | 18585054426475 | N/A | 5e-05 | 0.1 | 0.15
MAG SHOT, W | MAG SHOT | NEW |  | 2W | 3000K | 6480631 | 8585054431021 | LED2 6480631 MAG SHOT, W 2W 3000K | 456.17 | 377 | 4 | WHITE | 9003 | ALUMINIUM/PC | TRANSPARENT | 48V | 600 mA | ON/OFF | N/A | 90+ | < 3 | L80B20 50.000h | 186lm | 93lm/W | 115lm/W | N/A | E | < 19 | 24° | IP 20 | 21 mm | 21 mm | 46 mm | 21x21x46 mm | N/A | N/A | 50x40x25 mm | 3 | 100 | 18585054431028 | N/A | 5e-05 | 0.1 | 0.15
MAG SHOT, W | MAG SHOT | NEW |  | 2W | 4000K | 6480641 | 8585054431038 | LED2 6480641 MAG SHOT, W 2W 4000K | 456.17 | 377 | 4 | WHITE | 9003 | ALUMINIUM/PC | TRANSPARENT | 48V | 600 mA | ON/OFF | N/A | 90+ | < 3 | L80B20 50.000h | 186lm | 93lm/W | 115lm/W | N/A | E | < 19 | 24° | IP 20 | 21 mm | 21 mm | 46 mm | 21x21x46 mm | N/A | N/A | 50x40x25 mm | 3 | 100 | 18585054431035 | N/A | 5e-05 | 0.1 | 0.15
LINO 90 INDIRECT LED KIT | LINO |  |  | N/A | 3000K/3500K/4000K | 6310751 | 8585054404001 | LED2 6310751 LINO 90 INDIRECT LED KIT 3CCT 3000K/3500/4000K | 701.8 | 580 |  | TRANSPARENT | N/A | ABS/PMMA | FROSTED | N/A | 300-500 mA | N/A | N/A | 90+ | < 3 | L80B20 50.000h | N/A | N/A | N/A | N/A | D | N/A | 90° | IP 20 | N/A | N/A | N/A | N/A | N/A | N/A | 770x20x10 mm | 3 | 1 | N/A | N/A | 0.000154 | 0.18 | 0.18
LINO II 90 INDIRECT LED KIT | LINO II | NEW |  | N/A | 3000K/3500K/4000K | 6314450 | 8585054427246 | LED2 6314450 LINO II 90 INDIRECT LED KIT 3CCT 3000K/3500/4000K | 701.8 | 580 |  | WHITE | 9016 | ABS/PMMA | FROSTED | N/A |  | N/A | N/A | 90+ | < 3 | L80B20 50.000h | N/A | N/A | N/A | N/A | C | N/A | 90° | IP 20 | N/A | N/A | N/A | N/A | N/A | N/A | 770x20x10 mm | 3 | 1 | N/A | N/A | 0.000154 | 0.18 | 0.18
LINO 120 INDIRECT LED KIT | LINO |  |  | N/A | 3000K/3500K/4000K | 6310851 | 8585054404018 | LED2 6310851 LINO 120 INDIRECT LED KIT 3CCT 3000K/3500/4000K | 1052.7 | 870 |  | TRANSPARENT | N/A | ABS/PMMA | FROSTED | N/A | 550-750 mA | N/A | N/A | 90+ | < 3 | L80B20 50.000h | N/A | N/A | N/A | N/A | D | N/A | 90° | IP 20 | N/A | N/A | N/A | N/A | N/A | N/A | 1070x20x10 mm | 3 | 1 | N/A | N/A | 0.000214 | 0.24 | 0.24
LINO II 120 INDIRECT LED KIT | LINO II | NEW |  | N/A | 3000K/3500K/4000K | 6314550 | 8585054427253 | LED2 6314550 LINO II 120 INDIRECT LED KIT 3CCT 3000K/3500/4000K | 1052.7 | 870 |  | WHITE | 9016 | ABS/PMMA | FROSTED | N/A |  | N/A | N/A | 90+ | < 3 | L80B20 50.000h | N/A | N/A | N/A | N/A | C | N/A | 90° | IP 20 | N/A | N/A | N/A | N/A | N/A | N/A | 1070x20x10 mm | 3 | 1 | N/A | N/A | 0.000214 | 0.24 | 0.24
LINO LASER INDIRECT LED KIT | LINO |  |  | N/A | 3000K/4000K | 6310853 | 8585054406418 | LED2 6310853 LINO LASER INDIRECT LED KIT 3000K/4000K | 771.98 | 638 |  | TRANSPARENT | N/A | ABS/PMMA | FROSTED | N/A | 500-700 mA | N/A | N/A | 90+ | < 3 | L80B20 50.000h | N/A | N/A | N/A | N/A | D | N/A | 90° | IP 20 | N/A | N/A | N/A | N/A | N/A | N/A | 1070x20x10 mm | 3 | 1 | N/A | N/A | 0.000214 | 0.24 | 0.24
LINO 150 INDIRECT LED KIT | LINO |  |  | N/A | 3000K/3500K/4000K | 6310951 | 8585054404025 | LED2 6310951 LINO 150 INDIRECT LED KIT 3CCT 3000K/3500/4000K | 1403.6 | 1160 |  | TRANSPARENT | N/A | ABS/PMMA | FROSTED | N/A | 800-1000 mA | N/A | N/A | 90+ | < 3 | L80B20 50.000h | N/A | N/A | N/A | N/A | D | N/A | 90° | IP 20 | N/A | N/A | N/A | N/A | N/A | N/A | 1370x20x10 mm | 3 | 1 | N/A | N/A | 0.000274 | 0.3 | 0.3
LINO II 150 INDIRECT LED KIT | LINO II | NEW |  | N/A | 3000K/3500K/4000K | 6314650 | 8585054427260 | LED2 6314650 LINO II 150 INDIRECT LED KIT 3CCT 3000K/3500/4000K | 1403.6 | 1160 |  | WHITE | 9016 | ABS/PMMA | FROSTED | N/A |  | N/A | N/A | 90+ | < 3 | L80B20 50.000h | N/A | N/A | N/A | N/A | C | N/A | 90° | IP 20 | N/A | N/A | N/A | N/A | N/A | N/A | 1370x20x10 mm | 3 | 1 | N/A | N/A | 0.000274 | 0.3 | 0.3
LINO END CAPS, W | LINO |  |  | N/A | N/A | 6311001 | 8585054404032 | LED2 6311001 LINO END CAPS, W | 315.81 | 261 |  | WHITE | 9016 | ALUMINIUM | N/A | N/A | N/A | N/A | N/A | N/A | N/A | N/A | N/A | N/A | N/A | N/A | N/A | N/A | N/A | IP 20 | N/A | N/A | N/A | N/A | N/A | N/A | 100x150x20 mm | N/A | 1 | N/A | N/A | 0.0003 | 0.085 | 0.085
LINO END CAPS, B | LINO |  |  | N/A | N/A | 6311003 | 8585054404049 | LED2 6311003 LINO END CAPS, B | 315.81 | 261 |  | BLACK | 9005 | ALUMINIUM | N/A | N/A | N/A | N/A | N/A | N/A | N/A | N/A | N/A | N/A | N/A | N/A | N/A | N/A | N/A | IP 20 | N/A | N/A | N/A | N/A | N/A | N/A | 100x150x20 mm | N/A | 1 | N/A | N/A | 0.0003 | 0.085 | 0.085
LINO LINK CONNECTOR | LINO |  |  | N/A | N/A | 6311102 | 8585054404056 | LED2 6311102 LINO CONNECTOR | 421.08 | 348 |  | N/A | N/A | METAL | N/A | N/A | N/A | N/A | N/A | N/A | N/A | N/A | N/A | N/A | N/A | N/A | N/A | N/A | N/A | IP 20 | N/A | N/A | N/A | N/A | N/A | N/A | 240x60x30 mm | N/A | 1 | N/A | N/A | 0.000432 | 0.315 | 0.315
LINO II CONNECTOR | LINO II | NEW |  | N/A | N/A | 6314700 | 8585054427277 | LED2 6314700 LINO II CONNECTOR | 596.53 | 493 |  | N/A | N/A | METAL | N/A | N/A | N/A | N/A | N/A | N/A | N/A | N/A | N/A | N/A | N/A | N/A | N/A | N/A | N/A | IP 20 | N/A | N/A | N/A | N/A | N/A | N/A | 240x60x30 mm | N/A | 1 | N/A | N/A | 0.000432 | 0.315 | 0.315
LINO 90 PRISMA KIT | LINO |  |  | N/A | N/A | 6311200 | 8585054404063 | LED2 6311200 LINO 90 PRISMA KIT | 526.35 | 435 |  | TRANSPARENT | N/A | PMMA | PRISMATIC | N/A | N/A | N/A | N/A | N/A | N/A | N/A | N/A | N/A | N/A | N/A | N/A | N/A | N/A | IP 20 | N/A | N/A | N/A | N/A | N/A | N/A | 900x60x10 mm | N/A | 1 | N/A | N/A | 0.00054 | 0.13 | 0.13
LINO 120 PRISMA KIT | LINO |  |  | N/A | N/A | 6311300 | 8585054404070 | LED2 6311300 LINO 120 PRISMA KIT | 701.8 | 580 |  | TRANSPARENT | N/A | PMMA | PRISMATIC | N/A | N/A | N/A | N/A | N/A | N/A | N/A | N/A | N/A | N/A | N/A | N/A | N/A | N/A | IP 20 | N/A | N/A | N/A | N/A | N/A | N/A | 1200x60x10 mm | N/A | 1 | N/A | N/A | 0.00072 | 0.175 | 0.175
LINO 150 PRISMA KIT | LINO |  |  | N/A | N/A | 6311400 | 8585054404087 | LED2 6311400 LINO 150 PRISMA KIT | 877.25 | 725 |  | TRANSPARENT | N/A | PMMA | PRISMATIC | N/A | N/A | N/A | N/A | N/A | N/A | N/A | N/A | N/A | N/A | N/A | N/A | N/A | N/A | IP 20 | N/A | N/A | N/A | N/A | N/A | N/A | 1500x60x10 mm | N/A | 1 | N/A | N/A | 0.0009 | 0.22 | 0.22
LINO CABLE 3x0,75 | LINO |  |  | N/A | N/A | 6311500 | 8585054404094 | LED2 6311500 LINO CABLE 3x0,75 | 421.08 | 348 |  | TRANSPARENT | N/A | METAL | N/A | N/A | N/A | N/A | N/A | N/A | N/A | N/A | N/A | N/A | N/A | N/A | N/A | N/A | N/A | IP 20 | N/A | N/A | N/A | N/A | 3000 mm | N/A | 130x130x50 mm | N/A | 1 | N/A | N/A | 0.000845 | 0.23 | 0.23
LINO CABLE 5x0,76 | LINO |  |  | N/A | N/A | 6311600 | 8585054404100 | LED2 6311600 LINO CABLE 5x0,75 | 526.35 | 435 |  | TRANSPARENT | N/A | METAL | N/A | N/A | N/A | N/A | N/A | N/A | N/A | N/A | N/A | N/A | N/A | N/A | N/A | N/A | N/A | IP 20 | N/A | N/A | N/A | N/A | 3000 mm | N/A | 130x130x50 mm | N/A | 1 | N/A | N/A | 0.000845 | 0.37 | 0.37
LINO SUSPENSION KIT | LINO |  |  | N/A | N/A | 6311700 | 8585054404117 | LED2 6311700 LINO SUSPENSION KIT | 491.26 | 406 |  | STAINLESS | N/A | METAL | N/A | N/A | N/A | N/A | N/A | N/A | N/A | N/A | N/A | N/A | N/A | N/A | N/A | N/A | N/A | IP 20 | N/A | N/A | N/A | N/A | 2500 mm | N/A | 100x150x20 mm | N/A | 1 | N/A | N/A | 0.0003 | 0.13 | 0.13
LINO CANOPY, W | LINO |  |  | N/A | N/A | 6311801 | 8585054404124 | LED2 6311801 LINO CANOPY, W / LIPO Z3 SQUARE, W | 491.26 | 406 |  | WHITE | 9016 | METAL | N/A | N/A | N/A | N/A | N/A | N/A | N/A | N/A | N/A | N/A | N/A | N/A | N/A | N/A | N/A | IP 20 | N/A | N/A | N/A | N/A | N/A | N/A | 80x80x35 mm | N/A | 1 | N/A | N/A | 0.000224 | 0.1 | 0.1
LINO CANOPY, B | LINO |  |  | N/A | N/A | 6311803 | 8585054404131 | LED2 6311803 LINO CANOPY, B / LIPO Z3 SQUARE, B | 491.26 | 406 |  | BLACK | 9005 | METAL | N/A | N/A | N/A | N/A | N/A | N/A | N/A | N/A | N/A | N/A | N/A | N/A | N/A | N/A | N/A | IP 20 | N/A | N/A | N/A | N/A | N/A | N/A | 80x80x35 mm | N/A | 1 | N/A | N/A | 0.000224 | 0.1 | 0.1
LINO II OPAL DIFFUSER | LINO II | NEW |  | N/A | N/A | 6319800 | 8585054427406 | LED2 6319800 LINO II OPAL DIFFUSER 1M | 877.25 | 725 |  | TRANSPARENT | N/A | PMMA | OPAL | N/A | N/A | N/A | N/A | N/A | N/A | N/A | N/A | N/A | N/A | N/A | N/A | N/A | N/A | IP 20 | 1000 mm | 60 mm | 3 mm | 1000x60x3 mm | N/A | N/A | 1000x60x3 mm | N/A | 30 | 18585054427403 | N/A | 0.00018 | 0.15 | 0.15
LINO II PRISMATIC DIFFUSER | LINO II | NEW |  | N/A | N/A | 6319900 | 8585054427413 | LED2 6319900 LINO II PRISMATIC DIFFUSER 1M | 877.25 | 725 |  | TRANSPARENT | N/A | PMMA | PRISMATIC | N/A | N/A | N/A | N/A | N/A | N/A | N/A | N/A | N/A | N/A | N/A | N/A | N/A | N/A | IP 20 | 1000 mm | 60 mm | 3 mm | 1000x60x3 mm | N/A | N/A | 1000x60x3 mm | N/A | 30 | 18585054427410 | N/A | 0.00018 | 0.15 | 0.15
LINO 90, W | LINO |  |  | 18-24W | 3000K/3500K/4000K | 6312051 | 8585054403943 | LED2 6312051 LINO 90, W 18-24W 3CCT 3000K/3500/4000K | 4631.88 | 3828 | 7.5 | WHITE | 9016 | ALUMINIUM/PMMA | OPAL | 220-240V/50-60Hz | 450-600 mA | ON/OFF | N/A | 90+ | < 3 | L80B20 50.000h | 2070-2760lm | 115lm/W | 210lm/W | N/A | D | PRISMA DIFFUSER < 19 | 96° | IP 20 | 900 mm | 65 mm | 85 mm | 900x65x85 mm | N/A | N/A | 940x100x130 mm | 1 | 1 | N/A | N/A | 0.01222 | 2.3 | 3.1
LINO 90, W | LINO |  |  | 24W | 3000K/3500K/4000K | 6312051D | 8585054405121 | LED2 6312051D LINO 90, W DALI/PUSH DIM 24W 3CCT 3000K/3500/4000K | 6737.28 | 5568 | 7.5 | WHITE | 9016 | ALUMINIUM/PMMA | OPAL | 220-240V/50-60Hz | 600 mA | DALI/PUSH | N/A | 90+ | < 3 | L80B20 50.000h | 2760lm | 115lm/W | 210lm/W | N/A | D | PRISMA DIFFUSER < 19 | 96° | IP 20 | 900 mm | 65 mm | 85 mm | 900x65x85 mm | N/A | N/A | 940x100x130 mm | 1 | 1 | N/A | N/A | 0.01222 | 2.3 | 3.1
LINO 90, W | LINO |  |  | 24W | 3000K-4000K | 6312051DTW | 8585054421107 | LED2 6312051DTW LINO 90, W 24W DALI TW 3000K-4000K | 6737.28 | 5568 | 7.5 | WHITE | 9016 | ALUMINIUM/PMMA | OPAL | 220-240V/50-60Hz | 600 mA | DALI TW/PUSH TW | N/A | 90+ | < 3 | L80B20 50.000h | 2760lm | 115lm/W | 210lm/W | N/A | D | PRISMA DIFFUSER < 19 | 96° | IP 20 | 900 mm | 65 mm | 85 mm | 900x65x85 mm | N/A | N/A | 940x100x130 mm | 1 | 1 | N/A | N/A | 0.01222 | 2.3 | 3.1
LINO 90, W | LINO |  |  | 24W | 3000K-4000K | 6312051CSTW | 8585054421114 | LED2 6312051CSTW LINO 90, W 24W CASAMBI TW 3000K-4000K | 12211.32 | 10092 | 7.5 | WHITE | 9016 | ALUMINIUM/PMMA | OPAL | 220-240V/50-60Hz | 600 mA | CASAMBI TW | N/A | 90+ | < 3 | L80B20 50.000h | 2760lm | 115lm/W | 210lm/W | N/A | D | PRISMA DIFFUSER < 19 | 96° | IP 20 | 900 mm | 65 mm | 85 mm | 900x65x85 mm | N/A | N/A | 940x100x130 mm | 1 | 1 | N/A | N/A | 0.01222 | 2.3 | 3.1
LINO 90, W | LINO |  |  | 24W | 3000K-4000K | 6312051ZBTW | 8585054421121 | LED2 6312051ZBTW LINO 90, W 24W ZIGBEE TW 3000K-4000K | 7368.9 | 6090 | 7.5 | WHITE | 9016 | ALUMINIUM/PMMA | OPAL | 220-240V/50-60Hz | 600 mA | ZIGBEE TW | N/A | 90+ | < 3 | L80B20 50.000h | 2760lm | 115lm/W | 210lm/W | N/A | D | PRISMA DIFFUSER < 19 | 96° | IP 20 | 900 mm | 65 mm | 85 mm | 900x65x85 mm | N/A | N/A | 940x100x130 mm | 1 | 1 | N/A | N/A | 0.01222 | 2.3 | 3.1
LINO 90, B | LINO |  |  | 18-24W | 3000K/3500K/4000K | 6312053 | 8585054403950 | LED2 6312053 LINO 90, B 18-24W 3CCT 3000K/3500/4000K | 4631.88 | 3828 | 7.5 | BLACK | 9005 | ALUMINIUM/PMMA | OPAL | 220-240V/50-60Hz | 450-600 mA | ON/OFF | N/A | 90+ | < 3 | L80B20 50.000h | 2070-2760lm | 115lm/W | 210lm/W | N/A | D | PRISMA DIFFUSER < 19 | 96° | IP 20 | 900 mm | 65 mm | 85 mm | 900x65x85 mm | N/A | N/A | 940x100x130 mm | 1 | 1 | N/A | N/A | 0.01222 | 2.3 | 3.1
LINO 90, B | LINO |  |  | 24W | 3000K/3500K/4000K | 6312053D | 8585054405138 | LED2 6312053D LINO 90, B DALI/PUSH DIM 24W 3CCT 3000K/3500/4000K | 6737.28 | 5568 | 7.5 | BLACK | 9005 | ALUMINIUM/PMMA | OPAL | 220-240V/50-60Hz | 600 mA | DALI/PUSH | N/A | 90+ | < 3 | L80B20 50.000h | 2760lm | 115lm/W | 210lm/W | N/A | D | PRISMA DIFFUSER < 19 | 96° | IP 20 | 900 mm | 65 mm | 85 mm | 900x65x85 mm | N/A | N/A | 940x100x130 mm | 1 | 1 | N/A | N/A | 0.01222 | 2.3 | 3.1
LINO 90, B | LINO |  |  | 24W | 3000K-4000K | 6312053DTW | 8585054421138 | LED2 6312053DTW LINO 90, B 24W DALI TW 3000K-4000K | 6737.28 | 5568 | 7.5 | BLACK | 9005 | ALUMINIUM/PMMA | OPAL | 220-240V/50-60Hz | 600 mA | DALI TW/PUSH TW | N/A | 90+ | < 3 | L80B20 50.000h | 2760lm | 115lm/W | 210lm/W | N/A | D | PRISMA DIFFUSER < 19 | 96° | IP 20 | 900 mm | 65 mm | 85 mm | 900x65x85 mm | N/A | N/A | 940x100x130 mm | 1 | 1 | N/A | N/A | 0.01222 | 2.3 | 3.1
LINO 90, B | LINO |  |  | 24W | 3000K-4000K | 6312053CSTW | 8585054421145 | LED2 6312053CSTW LINO 90, B 24W CASAMBI TW 3000K-4000K | 13614.92 | 11252 | 7.5 | BLACK | 9005 | ALUMINIUM/PMMA | OPAL | 220-240V/50-60Hz | 600 mA | CASAMBI TW | N/A | 90+ | < 3 | L80B20 50.000h | 2760lm | 115lm/W | 210lm/W | N/A | D | PRISMA DIFFUSER < 19 | 96° | IP 20 | 900 mm | 65 mm | 85 mm | 900x65x85 mm | N/A | N/A | 940x100x130 mm | 1 | 1 | N/A | N/A | 0.01222 | 2.3 | 3.1
LINO 90, B | LINO |  |  | 24W | 3000K-4000K | 6312053ZBTW | 8585054421152 | LED2 6312053ZBTW LINO 90, B 24W ZIGBEE TW 3000K-4000K | 8983.04 | 7424 | 7.5 | BLACK | 9005 | ALUMINIUM/PMMA | OPAL | 220-240V/50-60Hz | 600 mA | ZIGBEE TW | N/A | 90+ | < 3 | L80B20 50.000h | 2760lm | 115lm/W | 210lm/W | N/A | D | PRISMA DIFFUSER < 19 | 96° | IP 20 | 900 mm | 65 mm | 85 mm | 900x65x85 mm | N/A | N/A | 940x100x130 mm | 1 | 1 | N/A | N/A | 0.01222 | 2.3 | 3.1
LINO 120, W | LINO |  |  | 21-32W | 3000K/3500K/4000K | 6312151 | 8585054403967 | LED2 6312151 LINO 120, W 21-32W 3CCT 3000K/3500/4000K | 5684.58 | 4698 | 7.5 | WHITE | 9016 | ALUMINIUM/PMMA | OPAL | 220-240V/50-60Hz | 500-800 mA | ON/OFF | N/A | 90+ | < 3 | L80B20 50.000h | 2415-3680lm | 115lm/W | 210lm/W | N/A | D | PRISMA DIFFUSER < 19 | 96° | IP 20 | 1200 mm | 65 mm | 85 mm | 1200x65x85 mm | N/A | N/A | 1250x100x130 mm | 1 | 1 | N/A | N/A | 0.01625 | 3 | 4
LINO 120, W | LINO |  |  | 32W | 3000K/3500K/4000K | 6312151D | 8585054405145 | LED2 6312151D LINO 120, W DALI/PUSH DIM 32W 3CCT 3000K/3500/4000K | 7333.81 | 6061 | 7.5 | WHITE | 9016 | ALUMINIUM/PMMA | OPAL | 220-240V/50-60Hz | 800 mA | DALI/PUSH | N/A | 90+ | < 3 | L80B20 50.000h | 3680lm | 115lm/W | 210lm/W | N/A | D | PRISMA DIFFUSER < 19 | 96° | IP 20 | 1200 mm | 65 mm | 85 mm | 1200x65x85 mm | N/A | N/A | 1250x100x130 mm | 1 | 1 | N/A | N/A | 0.01625 | 3 | 4
LINO 120, W | LINO |  |  | 32W | 3000K-4000K | 6312151DTW | 8585054421169 | LED2 6312151DTW LINO 120, W 32W DALI TW 3000K-4000K | 7789.98 | 6438 | 7.5 | WHITE | 9016 | ALUMINIUM/PMMA | OPAL | 220-240V/50-60Hz | 800 mA | DALI TW/PUSH TW | N/A | 90+ | < 3 | L80B20 50.000h | 3680lm | 115lm/W | 210lm/W | N/A | D | PRISMA DIFFUSER < 19 | 96° | IP 20 | 1200 mm | 65 mm | 85 mm | 1200x65x85 mm | N/A | N/A | 1250x100x130 mm | 1 | 1 | N/A | N/A | 0.01625 | 3 | 4
LINO 120, W | LINO |  |  | 32W | 3000K-4000K | 6312151CSTW | 8585054421176 | LED2 6312151CSTW LINO 120, W 32W CASAMBI TW 3000K-4000K | 13264.02 | 10962 | 7.5 | WHITE | 9016 | ALUMINIUM/PMMA | OPAL | 220-240V/50-60Hz | 800 mA | CASAMBI TW | N/A | 90+ | < 3 | L80B20 50.000h | 3680lm | 115lm/W | 210lm/W | N/A | D | PRISMA DIFFUSER < 19 | 96° | IP 20 | 1200 mm | 65 mm | 85 mm | 1200x65x85 mm | N/A | N/A | 1250x100x130 mm | 1 | 1 | N/A | N/A | 0.01625 | 3 | 4
LINO 120, W | LINO |  |  | 32W | 3000K-4000K | 6312151ZBTW | 8585054421183 | LED2 6312151ZBTW LINO 120, W 32W ZIGBEE TW 3000K-4000K | 8421.6 | 6960 | 7.5 | WHITE | 9016 | ALUMINIUM/PMMA | OPAL | 220-240V/50-60Hz | 800 mA | ZIGBEE TW | N/A | 90+ | < 3 | L80B20 50.000h | 3680lm | 115lm/W | 210lm/W | N/A | D | PRISMA DIFFUSER < 19 | 96° | IP 20 | 1200 mm | 65 mm | 85 mm | 1200x65x85 mm | N/A | N/A | 1250x100x130 mm | 1 | 1 | N/A | N/A | 0.01625 | 3 | 4
LINO 120, B | LINO |  |  | 21-32W | 3000K/3500K/4000K | 6312153 | 8585054403974 | LED2 6312153 LINO 120, B 21-32W 3CCT 3000K/3500/4000K | 5684.58 | 4698 | 7.5 | BLACK | 9005 | ALUMINIUM/PMMA | OPAL | 220-240V/50-60Hz | 500-800 mA | ON/OFF | N/A | 90+ | < 3 | L80B20 50.000h | 2415-3680lm | 115lm/W | 210lm/W | N/A | D | PRISMA DIFFUSER < 19 | 96° | IP 20 | 1200 mm | 65 mm | 85 mm | 1200x65x85 mm | N/A | N/A | 1250x100x130 mm | 1 | 1 | N/A | N/A | 0.01625 | 3 | 4
LINO 120, B | LINO |  |  | 32W | 3000K/3500K/4000K | 6312153D | 8585054405152 | LED2 6312153D LINO 120, B DALI/PUSH DIM 32W 3CCT 3000K/3500/4000K | 7333.81 | 6061 | 7.5 | BLACK | 9005 | ALUMINIUM/PMMA | OPAL | 220-240V/50-60Hz | 800 mA | DALI/PUSH | N/A | 90+ | < 3 | L80B20 50.000h | 3680lm | 115lm/W | 210lm/W | N/A | D | PRISMA DIFFUSER < 19 | 96° | IP 20 | 1200 mm | 65 mm | 85 mm | 1200x65x85 mm | N/A | N/A | 1250x100x130 mm | 1 | 1 | N/A | N/A | 0.01625 | 3 | 4
LINO 120, B | LINO |  |  | 32W | 3000K-4000K | 6312153DTW | 8585054421190 | LED2 6312153DTW LINO 120, B 32W DALI TW 3000K-4000K | 7789.98 | 6438 | 7.5 | BLACK | 9005 | ALUMINIUM/PMMA | OPAL | 220-240V/50-60Hz | 800 mA | DALI TW/PUSH TW | N/A | 90+ | < 3 | L80B20 50.000h | 3680lm | 115lm/W | 210lm/W | N/A | D | PRISMA DIFFUSER < 19 | 96° | IP 20 | 1200 mm | 65 mm | 85 mm | 1200x65x85 mm | N/A | N/A | 1250x100x130 mm | 1 | 1 | N/A | N/A | 0.01625 | 3 | 4
LINO 120, B | LINO |  |  | 32W | 3000K-4000K | 6312153CSTW | 8585054421206 | LED2 6312153CSTW LINO 120, B 32W CASAMBI TW 3000K-4000K | 13264.02 | 10962 | 7.5 | BLACK | 9005 | ALUMINIUM/PMMA | OPAL | 220-240V/50-60Hz | 800 mA | CASAMBI TW | N/A | 90+ | < 3 | L80B20 50.000h | 3680lm | 115lm/W | 210lm/W | N/A | D | PRISMA DIFFUSER < 19 | 96° | IP 20 | 1200 mm | 65 mm | 85 mm | 1200x65x85 mm | N/A | N/A | 1250x100x130 mm | 1 | 1 | N/A | N/A | 0.01625 | 3 | 4
LINO 120, B | LINO |  |  | 32W | 3000K-4000K | 6312153ZBTW | 8585054421213 | LED2 6312153ZBTW LINO 120, B 32W ZIGBEE TW 3000K-4000K | 8421.6 | 6960 | 7.5 | BLACK | 9005 | ALUMINIUM/PMMA | OPAL | 220-240V/50-60Hz | 800 mA | ZIGBEE TW | N/A | 90+ | < 3 | L80B20 50.000h | 3680lm | 115lm/W | 210lm/W | N/A | D | PRISMA DIFFUSER < 19 | 96° | IP 20 | 1200 mm | 65 mm | 85 mm | 1200x65x85 mm | N/A | N/A | 1250x100x130 mm | 1 | 1 | N/A | N/A | 0.01625 | 3 | 4
LINO 150, W | LINO |  |  | 37-49W | 3000K/3500K/4000K | 6312251 | 8585054403981 | LED2 6312251 LINO 150, W 37-49W 3CCT 3000K/3500/4000K | 6737.28 | 5568 | 7.5 | WHITE | 9016 | ALUMINIUM/PMMA | OPAL | 220-240V/50-60Hz | 800-1200 mA | ON/OFF | N/A | 90+ | < 3 | L80B20 50.000h | 4255-5635lm | 115lm/W | 210lm/W | N/A | D | PRISMA DIFFUSER < 19 | 96° | IP 20 | 1500 mm | 65 mm | 85 mm | 1500x65x85 mm | N/A | N/A | 1550x100x130 mm | 1 | 1 | N/A | N/A | 0.02015 | 3.7 | 4.9
LINO 150, W | LINO |  |  | 49W | 3000K/3500K/4000K | 6312251D | 8585054405169 | LED2 6312251D LINO 150, W DALI/PUSH DIM 49W 3CCT 3000K/3500/4000K | 8632.14 | 7134 | 7.5 | WHITE | 9016 | ALUMINIUM/PMMA | OPAL | 220-240V/50-60Hz | 1200 mA | DALI/PUSH | N/A | 90+ | < 3 | L80B20 50.000h | 5635lm | 115lm/W | 210lm/W | N/A | D | PRISMA DIFFUSER < 19 | 96° | IP 20 | 1500 mm | 65 mm | 85 mm | 1500x65x85 mm | N/A | N/A | 1550x100x130 mm | 1 | 1 | N/A | N/A | 0.02015 | 3.7 | 4.9
LINO 150, W | LINO |  |  | 49W | 3000K-4000K | 6312251DTW | 8585054421220 | LED2 6312251DTW LINO 150, W 49W DALI TW 3000K-4000K | 8842.68 | 7308 | 7.5 | WHITE | 9016 | ALUMINIUM/PMMA | OPAL | 220-240V/50-60Hz | 1200 mA | DALI TW/PUSH TW | N/A | 90+ | < 3 | L80B20 50.000h | 5635lm | 115lm/W | 210lm/W | N/A | D | PRISMA DIFFUSER < 19 | 96° | IP 20 | 1500 mm | 65 mm | 85 mm | 1500x65x85 mm | N/A | N/A | 1550x100x130 mm | 1 | 1 | N/A | N/A | 0.02015 | 3.7 | 4.9
LINO 150, W | LINO |  |  | 49W | 3000K-4000K | 6312251CSTW | 8585054421237 | LED2 6312251CSTW LINO 150, W 49W CASAMBI TW 3000K-4000K | 14316.72 | 11832 | 7.5 | WHITE | 9016 | ALUMINIUM/PMMA | OPAL | 220-240V/50-60Hz | 1200 mA | CASAMBI TW | N/A | 90+ | < 3 | L80B20 50.000h | 5635lm | 115lm/W | 210lm/W | N/A | D | PRISMA DIFFUSER < 19 | 96° | IP 20 | 1500 mm | 65 mm | 85 mm | 1500x65x85 mm | N/A | N/A | 1550x100x130 mm | 1 | 1 | N/A | N/A | 0.02015 | 3.7 | 4.9
LINO 150, W | LINO |  |  | 49W | 3000K-4000K | 6312251ZBTW | 8585054421244 | LED2 6312251ZBTW LINO 150, W 49W ZIGBEE TW 3000K-4000K | 9474.3 | 7830 | 7.5 | WHITE | 9016 | ALUMINIUM/PMMA | OPAL | 220-240V/50-60Hz | 1200 mA | ZIGBEE TW | N/A | 90+ | < 3 | L80B20 50.000h | 5635lm | 115lm/W | 210lm/W | N/A | D | PRISMA DIFFUSER < 19 | 96° | IP 20 | 1500 mm | 65 mm | 85 mm | 1500x65x85 mm | N/A | N/A | 1550x100x130 mm | 1 | 1 | N/A | N/A | 0.02015 | 3.7 | 4.9
LINO 150, B | LINO |  |  | 37-49W | 3000K/3500K/4000K | 6312253 | 8585054403998 | LED2 6312253 LINO 150, B 37-49W 3CCT 3000K/3500/4000K | 6737.28 | 5568 | 7.5 | BLACK | 9005 | ALUMINIUM/PMMA | OPAL | 220-240V/50-60Hz | 800-1200 mA | ON/OFF | N/A | 90+ | < 3 | L80B20 50.000h | 4255-5635lm | 115lm/W | 210lm/W | N/A | D | PRISMA DIFFUSER < 19 | 96° | IP 20 | 1500 mm | 65 mm | 85 mm | 1500x65x85 mm | N/A | N/A | 1550x100x130 mm | 1 | 1 | N/A | N/A | 0.02015 | 3.7 | 4.9
LINO 150, B | LINO |  |  | 49W | 3000K/3500K/4000K | 6312253D | 8585054405176 | LED2 6312253D LINO 150, B DALI/PUSH DIM 49W 3CCT 3000K/3500/4000K | 8632.14 | 7134 | 7.5 | BLACK | 9005 | ALUMINIUM/PMMA | OPAL | 220-240V/50-60Hz | 1200 mA | DALI/PUSH | N/A | 90+ | < 3 | L80B20 50.000h | 5635lm | 115lm/W | 210lm/W | N/A | D | PRISMA DIFFUSER < 19 | 96° | IP 20 | 1500 mm | 65 mm | 85 mm | 1500x65x85 mm | N/A | N/A | 1550x100x130 mm | 1 | 1 | N/A | N/A | 0.02015 | 3.7 | 4.9
LINO 150, B | LINO |  |  | 49W | 3000K-4000K | 6312253DTW | 8585054421251 | LED2 6312253DTW LINO 150, B 49W DALI TW 3000K-4000K | 8842.68 | 7308 | 7.5 | BLACK | 9005 | ALUMINIUM/PMMA | OPAL | 220-240V/50-60Hz | 1200 mA | DALI TW/PUSH TW | N/A | 90+ | < 3 | L80B20 50.000h | 5635lm | 115lm/W | 210lm/W | N/A | D | PRISMA DIFFUSER < 19 | 96° | IP 20 | 1500 mm | 65 mm | 85 mm | 1500x65x85 mm | N/A | N/A | 1550x100x130 mm | 1 | 1 | N/A | N/A | 0.02015 | 3.7 | 4.9
LINO 150, B | LINO |  |  | 49W | 3000K-4000K | 6312253CSTW | 8585054421268 | LED2 6312253CSTW LINO 150, B 49W CASAMBI TW 3000K-4000K | 14316.72 | 11832 | 7.5 | BLACK | 9005 | ALUMINIUM/PMMA | OPAL | 220-240V/50-60Hz | 1200 mA | CASAMBI TW | N/A | 90+ | < 3 | L80B20 50.000h | 5635lm | 115lm/W | 210lm/W | N/A | D | PRISMA DIFFUSER < 19 | 96° | IP 20 | 1500 mm | 65 mm | 85 mm | 1500x65x85 mm | N/A | N/A | 1550x100x130 mm | 1 | 1 | N/A | N/A | 0.02015 | 3.7 | 4.9
LINO 150, B | LINO |  |  | 49W | 3000K-4000K | 6312253ZBTW | 8585054421275 | LED2 6312253ZBTW LINO 150, B 49W ZIGBEE TW 3000K-4000K | 9474.3 | 7830 | 7.5 | BLACK | 9005 | ALUMINIUM/PMMA | OPAL | 220-240V/50-60Hz | 1200 mA | ZIGBEE TW | N/A | 90+ | < 3 | L80B20 50.000h | 5635lm | 115lm/W | 210lm/W | N/A | D | PRISMA DIFFUSER < 19 | 96° | IP 20 | 1500 mm | 65 mm | 85 mm | 1500x65x85 mm | N/A | N/A | 1550x100x130 mm | 1 | 1 | N/A | N/A | 0.02015 | 3.7 | 4.9
LINO II 90, W | LINO II | NEW |  | 18-24W | 3000K/3500K/4000K | 6314151 | 8585054427284 | LED2 6314151 LINO II 90, W 18-24W 3CCT 3000K/3500/4000K | 4631.88 | 3828 | 7.5 | WHITE | 9016 | ALUMINIUM/PMMA | PRISMATIC | 220-240V/50-60Hz | 450-600 mA | ON/OFF | N/A | 90+ | < 3 | L80B20 50.000h | 2520-3360lm | 140lm/W |  | N/A | C | N/A | 80° | IP 20 | 900 mm | 65 mm | 85 mm | 900x65x85 mm | N/A | N/A | 940x100x130 mm | 1 | 1 | N/A | N/A | 0.01222 | 2.3 | 3.1
LINO II 90, W | LINO II | NEW |  | 24W | 3000K/3500K/4000K | 6314151D | 8585054427291 | LED2 6314151D LINO II 90, W DALI/PUSH DIM 24W 3CCT 3000K/3500/4000K | 6737.28 | 5568 | 7.5 | WHITE | 9016 | ALUMINIUM/PMMA | PRISMATIC | 220-240V/50-60Hz | 600 mA | DALI/PUSH | N/A | 90+ | < 3 | L80B20 50.000h | 3360lm | 140lm/W |  | N/A | C | N/A | 80° | IP 20 | 900 mm | 65 mm | 85 mm | 900x65x85 mm | N/A | N/A | 940x100x130 mm | 1 | 1 | N/A | N/A | 0.01222 | 2.3 | 3.1
LINO II 90, W | LINO II | NEW |  | 24W | 3000K-4000K | 6314151DTW | 8585054428014 | LED2 6314151DTW LINO II 90, W DALI TW24W 3CCT 3000K-4000K | 6737.28 | 5568 | 7.5 | WHITE | 9016 | ALUMINIUM/PMMA | PRISMATIC | 220-240V/50-60Hz | 600 mA | DALI TW/PUSH TW | N/A | 90+ | < 3 | L80B20 50.000h | 3360lm | 140lm/W |  | N/A | C | N/A | 80° | IP 20 | 900 mm | 65 mm | 85 mm | 900x65x85 mm | N/A | N/A | 940x100x130 mm | 1 | 1 | N/A | N/A | 0.01222 | 2.3 | 3.1
LINO II 90, W | LINO II | NEW |  | 24W | 3000K-4000K | 6314151CSTW | 8585054428021 | LED2 6314151CSTW LINO II 90, W CASAMBI TW24W 3CCT 3000K-4000K | 12211.32 | 10092 | 7.5 | WHITE | 9016 | ALUMINIUM/PMMA | PRISMATIC | 220-240V/50-60Hz | 600 mA | CASAMBI TW | N/A | 90+ | < 3 | L80B20 50.000h | 3360lm | 140lm/W |  | N/A | C | N/A | 80° | IP 20 | 900 mm | 65 mm | 85 mm | 900x65x85 mm | N/A | N/A | 940x100x130 mm | 1 | 1 | N/A | N/A | 0.01222 | 2.3 | 3.1
LINO II 90, W | LINO II | NEW |  | 24W | 3000K-4000K | 6314151ZBTW | 8585054428038 | LED2 6314151ZBTW LINO II 90, W ZIGBEE TW24W 3CCT 3000K-4000K | 7368.9 | 6090 | 7.5 | WHITE | 9016 | ALUMINIUM/PMMA | PRISMATIC | 220-240V/50-60Hz | 600 mA | ZIGBEE TW | N/A | 90+ | < 3 | L80B20 50.000h | 3360lm | 140lm/W |  | N/A | C | N/A | 80° | IP 20 | 900 mm | 65 mm | 85 mm | 900x65x85 mm | N/A | N/A | 940x100x130 mm | 1 | 1 | N/A | N/A | 0.01222 | 2.3 | 3.1
LINO II 90, B | LINO II | NEW |  | 18-24W | 3000K/3500K/4000K | 6314153 | 8585054427307 | LED2 6314153 LINO II 90, B 18-24W 3CCT 3000K/3500/4000K | 4631.88 | 3828 | 7.5 | BLACK | 9005 | ALUMINIUM/PMMA | PRISMATIC | 220-240V/50-60Hz | 450-600 mA | ON/OFF | N/A | 90+ | < 3 | L80B20 50.000h | 2520-3360lm | 140lm/W |  | N/A | C | N/A | 80° | IP 20 | 900 mm | 65 mm | 85 mm | 900x65x85 mm | N/A | N/A | 940x100x130 mm | 1 | 1 | N/A | N/A | 0.01222 | 2.3 | 3.1
LINO II 90, B | LINO II | NEW |  | 24W | 3000K/3500K/4000K | 6314153D | 8585054427314 | LED2 6314153D LINO II 90, B DALI/PUSH DIM 24W 3CCT 3000K/3500/4000K | 6737.28 | 5568 | 7.5 | BLACK | 9005 | ALUMINIUM/PMMA | PRISMATIC | 220-240V/50-60Hz | 600 mA | DALI/PUSH | N/A | 90+ | < 3 | L80B20 50.000h | 3360lm | 140lm/W |  | N/A | C | N/A | 80° | IP 20 | 900 mm | 65 mm | 85 mm | 900x65x85 mm | N/A | N/A | 940x100x130 mm | 1 | 1 | N/A | N/A | 0.01222 | 2.3 | 3.1
LINO II 90, B | LINO II | NEW |  | 24W | 3000K-4000K | 6314153DTW | 8585054428045 | LED2 6314153DTW LINO II 90, B DALI TW 24W 3CCT 3000K-4000K | 6737.28 | 5568 | 7.5 | BLACK | 9005 | ALUMINIUM/PMMA | PRISMATIC | 220-240V/50-60Hz | 600 mA | DALI TW/PUSH TW | N/A | 90+ | < 3 | L80B20 50.000h | 3360lm | 140lm/W |  | N/A | C | N/A | 80° | IP 20 | 900 mm | 65 mm | 85 mm | 900x65x85 mm | N/A | N/A | 940x100x130 mm | 1 | 1 | N/A | N/A | 0.01222 | 2.3 | 3.1
LINO II 90, B | LINO II | NEW |  | 24W | 3000K-4000K | 6314153CSTW | 8585054428052 | LED2 6314153CSTW LINO II 90, B CASAMBI TW 24W 3CCT 3000K-4000K | 12211.32 | 10092 | 7.5 | BLACK | 9005 | ALUMINIUM/PMMA | PRISMATIC | 220-240V/50-60Hz | 600 mA | CASAMBI TW | N/A | 90+ | < 3 | L80B20 50.000h | 3360lm | 140lm/W |  | N/A | C | N/A | 80° | IP 20 | 900 mm | 65 mm | 85 mm | 900x65x85 mm | N/A | N/A | 940x100x130 mm | 1 | 1 | N/A | N/A | 0.01222 | 2.3 | 3.1
LINO II 90, B | LINO II | NEW |  | 24W | 3000K-4000K | 6314153ZBTW | 8585054428069 | LED2 6314153ZBTW LINO II 90, B ZIGBEE TW 24W 3CCT 3000K-4000K | 7368.9 | 6090 | 7.5 | BLACK | 9005 | ALUMINIUM/PMMA | PRISMATIC | 220-240V/50-60Hz | 600 mA | ZIGBEE TW | N/A | 90+ | < 3 | L80B20 50.000h | 3360lm | 140lm/W |  | N/A | C | N/A | 80° | IP 20 | 900 mm | 65 mm | 85 mm | 900x65x85 mm | N/A | N/A | 940x100x130 mm | 1 | 1 | N/A | N/A | 0.01222 | 2.3 | 3.1
LINO II 120, W | LINO II | NEW |  | 21-32W | 3000K/3500K/4000K | 6314251 | 8585054427321 | LED2 6314251 LINO II 120, W 21-32W 3CCT 3000K/3500/4000K | 5684.58 | 4698 | 7.5 | WHITE | 9016 | ALUMINIUM/PMMA | PRISMATIC | 220-240V/50-60Hz | 500-800 mA | ON/OFF | N/A | 90+ | < 3 | L80B20 50.000h | 2940-4480lm | 140lm/W |  | N/A | C | N/A | 80° | IP 20 | 1200 mm | 65 mm | 85 mm | 1200x65x85 mm | N/A | N/A | 1250x100x130 mm | 1 | 1 | N/A | N/A | 0.01625 | 3 | 4
LINO II 120, W | LINO II | NEW |  | 32W | 3000K/3500K/4000K | 6314251D | 8585054427338 | LED2 6314251D LINO II 120, W DALI/PUSH DIM 32W 3CCT 3000K/3500/4000K | 7333.81 | 6061 | 7.5 | WHITE | 9016 | ALUMINIUM/PMMA | PRISMATIC | 220-240V/50-60Hz | 800 mA | DALI/PUSH | N/A | 90+ | < 3 | L80B20 50.000h | 4480lm | 140lm/W |  | N/A | C | N/A | 80° | IP 20 | 1200 mm | 65 mm | 85 mm | 1200x65x85 mm | N/A | N/A | 1250x100x130 mm | 1 | 1 | N/A | N/A | 0.01625 | 3 | 4
LINO II 120, W | LINO II | NEW |  | 32W | 3000K-4000K | 6314251DTW | 8585054428076 | LED2 6314251DTW LINO II 120, W DALI TW 32W 3CCT 3000K-4000K | 7789.98 | 6438 | 7.5 | WHITE | 9016 | ALUMINIUM/PMMA | PRISMATIC | 220-240V/50-60Hz | 800 mA | DALI TW/PUSH TW | N/A | 90+ | < 3 | L80B20 50.000h | 4480lm | 140lm/W |  | N/A | C | N/A | 80° | IP 20 | 1200 mm | 65 mm | 85 mm | 1200x65x85 mm | N/A | N/A | 1250x100x130 mm | 1 | 1 | N/A | N/A | 0.01625 | 3 | 4
LINO II 120, W | LINO II | NEW |  | 32W | 3000K-4000K | 6314251CSTW | 8585054428083 | LED2 6314251CSTW LINO II 120, W CASAMBI TW 32W 3CCT 3000K-4000K | 13264.02 | 10962 | 7.5 | WHITE | 9016 | ALUMINIUM/PMMA | PRISMATIC | 220-240V/50-60Hz | 800 mA | CASAMBI TW | N/A | 90+ | < 3 | L80B20 50.000h | 4480lm | 140lm/W |  | N/A | C | N/A | 80° | IP 20 | 1200 mm | 65 mm | 85 mm | 1200x65x85 mm | N/A | N/A | 1250x100x130 mm | 1 | 1 | N/A | N/A | 0.01625 | 3 | 4
LINO II 120, W | LINO II | NEW |  | 32W | 3000K-4000K | 6314251ZBTW | 8585054428090 | LED2 6314251ZBTW LINO II 120, W ZIGBEE TW 32W 3CCT 3000K-4000K | 8421.6 | 6960 | 7.5 | WHITE | 9016 | ALUMINIUM/PMMA | PRISMATIC | 220-240V/50-60Hz | 800 mA | ZIGBEE TW | N/A | 90+ | < 3 | L80B20 50.000h | 4480lm | 140lm/W |  | N/A | C | N/A | 80° | IP 20 | 1200 mm | 65 mm | 85 mm | 1200x65x85 mm | N/A | N/A | 1250x100x130 mm | 1 | 1 | N/A | N/A | 0.01625 | 3 | 4
LINO II 120, B | LINO II | NEW |  | 21-32W | 3000K/3500K/4000K | 6314253 | 8585054427345 | LED2 6314253 LINO II 120, B 21-32W 3CCT 3000K/3500/4000K | 5684.58 | 4698 | 7.5 | BLACK | 9005 | ALUMINIUM/PMMA | PRISMATIC | 220-240V/50-60Hz | 500-800 mA | ON/OFF | N/A | 90+ | < 3 | L80B20 50.000h | 2940-4480lm | 140lm/W |  | N/A | C | N/A | 80° | IP 20 | 1200 mm | 65 mm | 85 mm | 1200x65x85 mm | N/A | N/A | 1250x100x130 mm | 1 | 1 | N/A | N/A | 0.01625 | 3 | 4
LINO II 120, B | LINO II | NEW |  | 32W | 3000K/3500K/4000K | 6314253D | 8585054427352 | LED2 6314253D LINO II 120, B DALI/PUSH DIM 32W 3CCT 3000K/3500/4000K | 7333.81 | 6061 | 7.5 | BLACK | 9005 | ALUMINIUM/PMMA | PRISMATIC | 220-240V/50-60Hz | 800 mA | DALI/PUSH | N/A | 90+ | < 3 | L80B20 50.000h | 4480lm | 140lm/W |  | N/A | C | N/A | 80° | IP 20 | 1200 mm | 65 mm | 85 mm | 1200x65x85 mm | N/A | N/A | 1250x100x130 mm | 1 | 1 | N/A | N/A | 0.01625 | 3 | 4
LINO II 120, B | LINO II | NEW |  | 32W | 3000K-4000K | 6314253DTW | 8585054428106 | LED2 6314253DTW LINO II 120, B DALI TW 32W 3CCT 3000K-4000K | 7789.98 | 6438 | 7.5 | BLACK | 9005 | ALUMINIUM/PMMA | PRISMATIC | 220-240V/50-60Hz | 800 mA | DALI TW/PUSH TW | N/A | 90+ | < 3 | L80B20 50.000h | 4480lm | 140lm/W |  | N/A | C | N/A | 80° | IP 20 | 1200 mm | 65 mm | 85 mm | 1200x65x85 mm | N/A | N/A | 1250x100x130 mm | 1 | 1 | N/A | N/A | 0.01625 | 3 | 4
LINO II 120, B | LINO II | NEW |  | 32W | 3000K-4000K | 6314253CSTW | 8585054428113 | LED2 6314253CSTW LINO II 120, B CASAMBI TW 32W 3CCT 3000K-4000K | 13264.02 | 10962 | 7.5 | BLACK | 9005 | ALUMINIUM/PMMA | PRISMATIC | 220-240V/50-60Hz | 800 mA | CASAMBI TW | N/A | 90+ | < 3 | L80B20 50.000h | 4480lm | 140lm/W |  | N/A | C | N/A | 80° | IP 20 | 1200 mm | 65 mm | 85 mm | 1200x65x85 mm | N/A | N/A | 1250x100x130 mm | 1 | 1 | N/A | N/A | 0.01625 | 3 | 4
LINO II 120, B | LINO II | NEW |  | 32W | 3000K-4000K | 6314253ZBTW | 8585054428120 | LED2 6314253ZBTW LINO II 120, B ZIGBEE TW 32W 3CCT 3000K-4000K | 8421.6 | 6960 | 7.5 | BLACK | 9005 | ALUMINIUM/PMMA | PRISMATIC | 220-240V/50-60Hz | 800 mA | ZIGBEE TW | N/A | 90+ | < 3 | L80B20 50.000h | 4480lm | 140lm/W |  | N/A | C | N/A | 80° | IP 20 | 1200 mm | 65 mm | 85 mm | 1200x65x85 mm | N/A | N/A | 1250x100x130 mm | 1 | 1 | N/A | N/A | 0.01625 | 3 | 4
LINO II 150, W | LINO II | NEW |  | 37-49W | 3000K/3500K/4000K | 6314351 | 8585054427369 | LED2 6314351 LINO II 150, W 37-49W 3CCT 3000K/3500/4000K | 6737.28 | 5568 | 7.5 | WHITE | 9016 | ALUMINIUM/PMMA | PRISMATIC | 220-240V/50-60Hz | 800-1200 mA | ON/OFF | N/A | 90+ | < 3 | L80B20 50.000h | 5180-6860lm | 140lm/W |  | N/A | C | N/A | 80° | IP 20 | 1500 mm | 65 mm | 85 mm | 1500x65x85 mm | N/A | N/A | 1550x100x130 mm | 1 | 1 | N/A | N/A | 0.02015 | 3.7 | 4.9
LINO II 150, W | LINO II | NEW |  | 49W | 3000K/3500K/4000K | 6314351D | 8585054427376 | LED2 6314351D LINO II 150, W DALI/PUSH DIM 49W 3CCT 3000K/3500/4000K | 8632.14 | 7134 | 7.5 | WHITE | 9016 | ALUMINIUM/PMMA | PRISMATIC | 220-240V/50-60Hz | 1200 mA | DALI/PUSH | N/A | 90+ | < 3 | L80B20 50.000h | 6860lm | 140lm/W |  | N/A | C | N/A | 80° | IP 20 | 1500 mm | 65 mm | 85 mm | 1500x65x85 mm | N/A | N/A | 1550x100x130 mm | 1 | 1 | N/A | N/A | 0.02015 | 3.7 | 4.9
LINO II 150, W | LINO II | NEW |  | 49W | 3000K-4000K | 6314351DTW | 8585054428137 | LED2 6314351DTW LINO II 150, W DALI TW 49W 3CCT 3000K-4000K | 8842.68 | 7308 | 7.5 | WHITE | 9016 | ALUMINIUM/PMMA | PRISMATIC | 220-240V/50-60Hz | 1200 mA | DALI TW/PUSH TW | N/A | 90+ | < 3 | L80B20 50.000h | 6860lm | 140lm/W |  | N/A | C | N/A | 80° | IP 20 | 1500 mm | 65 mm | 85 mm | 1500x65x85 mm | N/A | N/A | 1550x100x130 mm | 1 | 1 | N/A | N/A | 0.02015 | 3.7 | 4.9
LINO II 150, W | LINO II | NEW |  | 49W | 3000K-4000K | 6314351CSTW | 8585054428144 | LED2 6314351CSTW LINO II 150, W CASAMBI TW 49W 3CCT 3000K-4000K | 14316.72 | 11832 | 7.5 | WHITE | 9016 | ALUMINIUM/PMMA | PRISMATIC | 220-240V/50-60Hz | 1200 mA | CASAMBI TW | N/A | 90+ | < 3 | L80B20 50.000h | 6860lm | 140lm/W |  | N/A | C | N/A | 80° | IP 20 | 1500 mm | 65 mm | 85 mm | 1500x65x85 mm | N/A | N/A | 1550x100x130 mm | 1 | 1 | N/A | N/A | 0.02015 | 3.7 | 4.9
LINO II 150, W | LINO II | NEW |  | 49W | 3000K-4000K | 6314351ZBTW | 8585054428151 | LED2 6314351ZBTW LINO II 150, W ZIGBEE TW 49W 3CCT 3000K-4000K | 9474.3 | 7830 | 7.5 | WHITE | 9016 | ALUMINIUM/PMMA | PRISMATIC | 220-240V/50-60Hz | 1200 mA | ZIGBEE TW | N/A | 90+ | < 3 | L80B20 50.000h | 6860lm | 140lm/W |  | N/A | C | N/A | 80° | IP 20 | 1500 mm | 65 mm | 85 mm | 1500x65x85 mm | N/A | N/A | 1550x100x130 mm | 1 | 1 | N/A | N/A | 0.02015 | 3.7 | 4.9
LINO II 150, B | LINO II | NEW |  | 37-49W | 3000K/3500K/4000K | 6314353 | 8585054427383 | LED2 6314353 LINO II 150, B 37-49W 3CCT 3000K/3500/4000K | 6737.28 | 5568 | 7.5 | BLACK | 9005 | ALUMINIUM/PMMA | PRISMATIC | 220-240V/50-60Hz | 800-1200 mA | ON/OFF | N/A | 90+ | < 3 | L80B20 50.000h | 5180-6860lm | 140lm/W |  | N/A | C | N/A | 80° | IP 20 | 1500 mm | 65 mm | 85 mm | 1500x65x85 mm | N/A | N/A | 1550x100x130 mm | 1 | 1 | N/A | N/A | 0.02015 | 3.7 | 4.9
LINO II 150, B | LINO II | NEW |  | 49W | 3000K/3500K/4000K | 6314353D | 8585054427390 | LED2 6314353D LINO II 150, B DALI/PUSH DIM 49W 3CCT 3000K/3500/4000K | 8632.14 | 7134 | 7.5 | BLACK | 9005 | ALUMINIUM/PMMA | PRISMATIC | 220-240V/50-60Hz | 1200 mA | DALI/PUSH | N/A | 90+ | < 3 | L80B20 50.000h | 6860lm | 140lm/W |  | N/A | C | N/A | 80° | IP 20 | 1500 mm | 65 mm | 85 mm | 1500x65x85 mm | N/A | N/A | 1550x100x130 mm | 1 | 1 | N/A | N/A | 0.02015 | 3.7 | 4.9
LINO II 150, B | LINO II | NEW |  | 49W | 3000K-4000K | 6314353DTW | 8585054428168 | LED2 6314353DTW LINO II 150, B DALI TW 49W 3CCT 3000K-4000K | 8842.68 | 7308 | 7.5 | BLACK | 9005 | ALUMINIUM/PMMA | PRISMATIC | 220-240V/50-60Hz | 1200 mA | DALI TW/PUSH TW | N/A | 90+ | < 3 | L80B20 50.000h | 6860lm | 140lm/W |  | N/A | C | N/A | 80° | IP 20 | 1500 mm | 65 mm | 85 mm | 1500x65x85 mm | N/A | N/A | 1550x100x130 mm | 1 | 1 | N/A | N/A | 0.02015 | 3.7 | 4.9
LINO II 150, B | LINO II | NEW |  | 49W | 3000K-4000K | 6314353CSTW | 8585054428175 | LED2 6314353CSTW LINO II 150, B CASAMBI TW 49W 3CCT 3000K-4000K | 14316.72 | 11832 | 7.5 | BLACK | 9005 | ALUMINIUM/PMMA | PRISMATIC | 220-240V/50-60Hz | 1200 mA | CASAMBI TW | N/A | 90+ | < 3 | L80B20 50.000h | 6860lm | 140lm/W |  | N/A | C | N/A | 80° | IP 20 | 1500 mm | 65 mm | 85 mm | 1500x65x85 mm | N/A | N/A | 1550x100x130 mm | 1 | 1 | N/A | N/A | 0.02015 | 3.7 | 4.9
LINO II 150, B | LINO II | NEW |  | 49W | 3000K-4000K | 6314353ZBTW | 8585054428182 | LED2 6314353ZBTW LINO II 150, B ZIGBEE TW 49W 3CCT 3000K-4000K | 9474.3 | 7830 | 7.5 | BLACK | 9005 | ALUMINIUM/PMMA | PRISMATIC | 220-240V/50-60Hz | 1200 mA | ZIGBEE TW | N/A | 90+ | < 3 | L80B20 50.000h | 6860lm | 140lm/W |  | N/A | C | N/A | 80° | IP 20 | 1500 mm | 65 mm | 85 mm | 1500x65x85 mm | N/A | N/A | 1550x100x130 mm | 1 | 1 | N/A | N/A | 0.02015 | 3.7 | 4.9
LINO LASER 120, B | LINO |  |  | 24-32W | 3000K | 6312533 | 8585054406371 | LED2 6312533 LINO LASER 120, B 24-32W 3000K | 6596.92 | 5452 | 7.5 | BLACK | 9005 | ALUMINIUM/PMMA | LOUVRE | 220-240V/50-60Hz | 500-700 mA | ON/OFF | N/A | 90+ | < 3 | L80B20 50.000h | 2880-3840lm | 120lm/W | 210lm/W | N/A | D | < 16 | 65° | IP 20 | 1200 mm | 65 mm | 85 mm | 1200x65x85 mm | N/A | N/A | 1250x100x130 mm | 1 | 1 | N/A | N/A | 0.01625 | 3.2 | 4.2
LINO LASER 120, B | LINO |  |  | 32W | 3000K | 6312533D | 8585054406388 | LED2 6312533D LINO LASER 120, B DALI/PUSH DIM 32W 3000K | 8246.15 | 6815 | 7.5 | BLACK | 9005 | ALUMINIUM/PMMA | LOUVRE | 220-240V/50-60Hz | 700 mA | DALI/PUSH | N/A | 90+ | < 3 | L80B20 50.000h | 3840lm | 120lm/W | 210lm/W | N/A | D | < 16 | 65° | IP 20 | 1200 mm | 65 mm | 85 mm | 1200x65x85 mm | N/A | N/A | 1250x100x130 mm | 1 | 1 | N/A | N/A | 0.01625 | 3.2 | 4.2
LINO LASER 120, B | LINO |  |  | 32W | 3000K | 6312533CS | 8585054421282 | LED2 6312533CS LINO LASER 120, B 32W CASAMBI 3000K | 13720.19 | 11339 | 7.5 | BLACK | 9005 | ALUMINIUM/PMMA | LOUVRE | 220-240V/50-60Hz | 700 mA | CASAMBI | N/A | 90+ | < 3 | L80B20 50.000h | 3840lm | 120lm/W | 210lm/W | N/A | D | < 16 | 65° | IP 20 | 1200 mm | 65 mm | 85 mm | 1200x65x85 mm | N/A | N/A | 1250x100x130 mm | 1 | 1 | N/A | N/A | 0.01625 | 3.2 | 4.2
LINO LASER 120, B | LINO |  |  | 32W | 3000K | 6312533ZB | 8585054421299 | LED2 6312533ZB LINO LASER 120, B 32W ZIGBEE 3000K | 11228.8 | 9280 | 7.5 | BLACK | 9005 | ALUMINIUM/PMMA | LOUVRE | 220-240V/50-60Hz | 700 mA | ZIGBEE | N/A | 90+ | < 3 | L80B20 50.000h | 3840lm | 120lm/W | 210lm/W | N/A | D | < 16 | 65° | IP 20 | 1200 mm | 65 mm | 85 mm | 1200x65x85 mm | N/A | N/A | 1250x100x130 mm | 1 | 1 | N/A | N/A | 0.01625 | 3.2 | 4.2
LINO LASER 120, B | LINO |  |  | 24-32W | 4000K | 6312543 | 8585054406395 | LED2 6312543 LINO LASER 120, B 24-32W 4000K | 6596.92 | 5452 | 7.5 | BLACK | 9005 | ALUMINIUM/PMMA | LOUVRE | 220-240V/50-60Hz | 500-700 mA | ON/OFF | N/A | 90+ | < 3 | L80B20 50.000h | 2880-3840lm | 120lm/W | 210lm/W | N/A | D | < 16 | 65° | IP 20 | 1200 mm | 65 mm | 85 mm | 1200x65x85 mm | N/A | N/A | 1250x100x130 mm | 1 | 1 | N/A | N/A | 0.01625 | 3.2 | 4.2
LINO LASER 120, B | LINO |  |  | 32W | 4000K | 6312543D | 8585054406401 | LED2 6312543D LINO LASER 120, B DALI/PUSH DIM 32W 4000K | 8246.15 | 6815 | 7.5 | BLACK | 9005 | ALUMINIUM/PMMA | LOUVRE | 220-240V/50-60Hz | 700 mA | DALI/PUSH | N/A | 90+ | < 3 | L80B20 50.000h | 3840lm | 120lm/W | 210lm/W | N/A | D | < 16 | 65° | IP 20 | 1200 mm | 65 mm | 85 mm | 1200x65x85 mm | N/A | N/A | 1250x100x130 mm | 1 | 1 | N/A | N/A | 0.01625 | 3.2 | 4.2
LINO LASER 120, B | LINO |  |  | 32W | 4000K | 6312543CS | 8585054421305 | LED2 6312543CS LINO LASER 120, B 32W CASAMBI 4000K | 13720.19 | 11339 | 7.5 | BLACK | 9005 | ALUMINIUM/PMMA | LOUVRE | 220-240V/50-60Hz | 700 mA | CASAMBI | N/A | 90+ | < 3 | L80B20 50.000h | 3840lm | 120lm/W | 210lm/W | N/A | D | < 16 | 65° | IP 20 | 1200 mm | 65 mm | 85 mm | 1200x65x85 mm | N/A | N/A | 1250x100x130 mm | 1 | 1 | N/A | N/A | 0.01625 | 3.2 | 4.2
LINO LASER 120, B | LINO |  |  | 32W | 4000K | 6312543ZB | 8585054421312 | LED2 6312543ZB LINO LASER 120, B 32W ZIGBEE 4000K | 11228.8 | 9280 | 7.5 | BLACK | 9005 | ALUMINIUM/PMMA | LOUVRE | 220-240V/50-60Hz | 700 mA | ZIGBEE | N/A | 90+ | < 3 | L80B20 50.000h | 3840lm | 120lm/W | 210lm/W | N/A | D | < 16 | 65° | IP 20 | 1200 mm | 65 mm | 85 mm | 1200x65x85 mm | N/A | N/A | 1250x100x130 mm | 1 | 1 | N/A | N/A | 0.01625 | 3.2 | 4.2
LINO II CORNER, W | LINO II |  |  | N/A | N/A | 6313001 | 8585054409624 | LED2 6313001 LINO II CORNER, W | 3649.36 | 3016 |  | WHITE | 9016 | ALUMINIUM | N/A | N/A | N/A | N/A | N/A | N/A | N/A | N/A | N/A | N/A | N/A | N/A | N/A | N/A | N/A | IP 20 | 175 mm | 175 mm | 85 mm | 175x175x85 mm | N/A | N/A | 200x230x130 mm | 1 | 8 | 18585054409621 | N/A | 0.00598 | 0.45 | 0.45
LINO II CORNER, B | LINO II |  |  | N/A | N/A | 6313003 | 8585054409631 | LED2 6313003 LINO II CORNER, B | 3649.36 | 3016 |  | BLACK | 9005 | ALUMINIUM | N/A | N/A | N/A | N/A | N/A | N/A | N/A | N/A | N/A | N/A | N/A | N/A | N/A | N/A | N/A | IP 20 | 175 mm | 175 mm | 85 mm | 175x175x85 mm | N/A | N/A | 200x230x130 mm | 1 | 8 | 18585054409638 | N/A | 0.00598 | 0.45 | 0.45
XENO LED MODULE 150/90° | XENO |  |  | 25-75W | 4000K | 6350141D | 8585054407668 | LED2 6350141D XENO LED MODULE 150/90° DALI/PUSH DIM 4000K | 4210.8 | 3480 | 7.5 | WHITE | 9003 | METAL | TRANSPARENT | 220-240V/50-60Hz | 100-450 mA | DALI/PUSH | N/A | 80+ | < 3 | L80B20 90.000h | 12000lm | 160lm/W | 174lm/W | N/A | B | N/A | 90° | IP 40 | 1437 mm | 65 mm | 23 mm | 1437x65x23 mm | N/A | N/A | 65x50x1440 mm | 1 | 8 | 18585054407665 | N/A | 0.00468 | 1.85 | 1.85
XENO LED MODULE EM/150/120° 3h | XENO |  |  | 25-75W | 4000K | 6350241DEM120 | 8585054408016 | LED2 6350241DEM120 XENO LED MODULE EM/150/120° DIM 4000K 3h | 7719.8 | 6380 | 7.5 | WHITE | 9003 | METAL | TRANSPARENT | 220-240V/50-60Hz | 100-450 mA | DALI/PUSH | N/A | 80+ | < 3 | L80B20 90.000h | 12000lm | 160lm/W | 174lm/W | 3h/5W/150lm | B | N/A | 120° | IP 40 | 1437 mm | 65 mm | 41 mm | 1437x65x41 mm | N/A | N/A | 65x50x1440 mm | 1 | 8 | 18585054408013 | N/A | 0.00468 | 2.3 | 2.3
XENO LED MODULE EM/150/90° 3h | XENO |  |  | 25-75W | 4000K | 6350241DEM90 | 8585054408009 | LED2 6350241DEM90 XENO LED MODULE EM/150/90° DIM 4000K 3h | 7719.8 | 6380 | 7.5 | WHITE | 9003 | METAL | TRANSPARENT | 220-240V/50-60Hz | 100-450 mA | DALI/PUSH | N/A | 80+ | < 3 | L80B20 90.000h | 12000lm | 160lm/W | 174lm/W | 3h/5W/150lm | B | N/A | 120° | IP 40 | 1437 mm | 65 mm | 23 mm | 1437x65x23 mm | N/A | N/A | 65x50x1440 mm | 1 | 8 | 18585054408006 | N/A | 0.00468 | 2.3 | 2.3
XENO RAIL 150 | XENO |  |  | N/A | N/A | 6350301 | 8585054407682 | LED2 6350301 XENO RAIL 150 | 1579.05 | 1305 |  | WHITE | 9003 | METAL | N/A | N/A | N/A | N/A | N/A | N/A | N/A | N/A | N/A | N/A | N/A | N/A | N/A | N/A | N/A | IP 20 | 1437 mm | 65 mm | 45 mm | 1437x65x45 mm | N/A | N/A | 65x50x1590 mm | 1 | 8 | 18585054407689 | N/A | 0.005168 | 2 | 2
XENO RAIL 300 | XENO |  |  | N/A | N/A | 6350401 | 8585054407699 | LED2 6350401 XENO RAIL 300 | 3158.1 | 2610 |  | WHITE | 9003 | METAL | N/A | N/A | N/A | N/A | N/A | N/A | N/A | N/A | N/A | N/A | N/A | N/A | N/A | N/A | N/A | IP 20 | 2874 mm | 65 mm | 45 mm | 2874x65x45 mm | N/A | N/A | 65x50x3090 mm | 1 | 8 | 18585054407696 | N/A | 0.010043 | 3.2 | 3.2
XENO COVER 150 | XENO |  |  | N/A | N/A | 6350501 | 8585054407705 | LED2 6350501 XENO COVER 150 | 421.08 | 348 |  | WHITE | 9003 | PC | N/A | N/A | N/A | N/A | N/A | N/A | N/A | N/A | N/A | N/A | N/A | N/A | N/A | N/A | N/A | IP 20 | N/A | N/A | N/A | N/A | N/A | N/A | 65x10x1440 mm | N/A | 120 | 18585054407702 | N/A | 0.000936 | 0.2 | 0.2
XENO TRACK MODULE 150 | XENO |  |  | N/A | N/A | 6350601 | 8585054407712 | LED2 6350601 XENO TRACK MODULE 150 | 3509 | 2900 |  | WHITE | 9003 | METAL | N/A | N/A | N/A | N/A | N/A | N/A | N/A | N/A | N/A | N/A | N/A | N/A | N/A | N/A | N/A | IP 20 | N/A | N/A | N/A | N/A | N/A | N/A | 65x20x1440 mm | 1 | 8 | 18585054407719 | N/A | 0.001872 | 1.48 | 1.48
XENO DALI SENSOR MODULE 150 | XENO |  |  | N/A | N/A | 6353001 | 8585054422623 | LED2 6353001 XENO HF DALI SENSOR MODULE 150 | 5088.05 | 4205 |  | WHITE | 9003 | METAL | N/A | N/A | N/A | DALI | HF | N/A | N/A | N/A | N/A | N/A | N/A | N/A | N/A | N/A | N/A | IP 20 | N/A | N/A | N/A | N/A | N/A | N/A | 65x70x1440 mm | N/A | 8 | 18585054422620 | N/A | 0.006552 | 0.7 | 0.7
XENO SUSPENSION | XENO |  |  | N/A | N/A | 6350700 | 8585054407750 | LED2 6350700 XENO SUSPENSION | 280.72 | 232 |  | STAINLESS | N/A | STEEL | N/A | N/A | N/A | N/A | N/A | N/A | N/A | N/A | N/A | N/A | N/A | N/A | N/A | N/A | N/A | IP 20 | N/A | N/A | N/A | N/A | 2500 mm | N/A | 100x100x20 mm | 1 | 300 | 18585054407757 | N/A | 0.0002 | 0.05 | 0.05
XENO END CAP | XENO |  |  | N/A | N/A | 6350801 | 8585054407729 | LED2 6350801 XENO END CAP | 70.18 | 58 |  | WHITE | 9003 | PC | N/A | N/A | N/A | N/A | N/A | N/A | N/A | N/A | N/A | N/A | N/A | N/A | N/A | N/A | N/A | IP 20 | N/A | N/A | N/A | N/A | N/A | N/A | 60x60x30 mm | N/A | 200 | 18585054407726 | N/A | 0.000108 | 0.025 | 0.025
XENO END BOX | XENO |  |  | N/A | N/A | 6350901 | 8585054407736 | LED2 6350901 XENO END BOX | 526.35 | 435 |  | WHITE | 9003 | METAL | N/A | N/A | N/A | N/A | N/A | N/A | N/A | N/A | N/A | N/A | N/A | N/A | N/A | N/A | N/A | IP 20 | N/A | N/A | N/A | N/A | N/A | N/A | 60x65x250 mm | 1 | 20 | 18585054407733 | N/A | 0.000975 | 0.26 | 0.26
XENO POWER TERMINAL | XENO |  |  | N/A | N/A | 6351000 | 8585054407743 | LED2 6351000 XENO POWER TERMINAL | 245.63 | 203 |  | N/A | N/A | METAL | N/A | N/A | N/A | N/A | N/A | N/A | N/A | N/A | N/A | N/A | N/A | N/A | N/A | N/A | N/A | IP 20 | N/A | N/A | N/A | N/A | N/A | N/A | 50x30x150 mm | N/A | 200 | 18585054407740 | N/A | 0.000225 | 0.35 | 0.35
XENO PG13,5 | XENO |  |  | N/A | N/A | 6351200 | 8585054407774 | LED2 6351200 XENO PG13,5 | 35.09 | 29 |  | WHITE | 9003 | PC | N/A | N/A | N/A | N/A | N/A | N/A | N/A | N/A | N/A | N/A | N/A | N/A | N/A | N/A | N/A | IP 20 | N/A | N/A | N/A | N/A | N/A | N/A | 20x20x50 mm | N/A | 500 | 18585054407771 | N/A | 2e-05 | 0.009 | 0.009
XENO LED MODULE 150/120° | XENO |  |  | 25-75W | 4000K | 6351441D | 8585054407798 | LED2 6351441D XENO LED MODULE 150/120° DALI/PUSH DIM 4000K | 4210.8 | 3480 | 7.5 | WHITE | 9003 | METAL | TRANSPARENT | 220-240V/50-60Hz | 100-450 mA | DALI/PUSH | N/A | 80+ | < 3 | L80B20 90.000h | 12000lm | 160lm/W | 174lm/W | N/A | B | N/A | 120° | IP 40 | 1437 mm | 65 mm | 41 mm | 1437x65x41 mm | N/A | N/A | 65x50x1440 mm | 1 | 8 | 18585054407795 | N/A | 0.00468 | 1.85 | 1.85
XENO IP54 LED MODULE 150/90° | XENO |  |  | 25-75W | 4000K | 6351541D | 8585054408344 | LED2 6351541D XENO IP54 LED MODULE 150/90° DALI/PUSH DIM 4000K | 6667.1 | 5510 | 7.5 | WHITE | 9003 | METAL | TRANSPARENT | 220-240V/50-60Hz | 100-450 mA | DALI/PUSH | N/A | 80+ | < 3 | L80B20 90.000h | 12000lm | 160lm/W | 174lm/W | N/A | B | N/A | 90° | IP 54 | 1437 mm | 65 mm | 41 mm | 1437x65x41 mm | N/A | N/A | 65x50x1440 mm | 1 | 8 | 18585054408341 | N/A | 0.00468 | 1.95 | 1.95
XENO IP54 LED MODULE 150/120° | XENO |  |  | 25-75W | 4000K | 6351741D | 8585054408368 | LED2 6351741D XENO IP54 LED MODULE 150/120° DALI/PUSH DIM 4000K | 6667.1 | 5510 | 7.5 | WHITE | 9003 | METAL | TRANSPARENT | 220-240V/50-60Hz | 100-450 mA | DALI/PUSH | N/A | 80+ | < 3 | L80B20 90.000h | 12000lm | 160lm/W | 174lm/W | N/A | B | N/A | 120° | IP 54 | 1437 mm | 65 mm | 41 mm | 1437x65x41 mm | N/A | N/A | 65x50x1440 mm | 1 | 8 | 18585054408365 | N/A | 0.00468 | 1.95 | 1.95
XENO IP54 LED MODULE EM/150/120° 3h | XENO |  |  | 25-75W | 4000K | 6351841DEM120 | 8585054408399 | LED2 6351841DEM120 XENO IP54 LED MODULE EM/150/120° DIM 4000K 3h | 10176.1 | 8410 | 7.5 | WHITE | 9003 | METAL | TRANSPARENT | 220-240V/50-60Hz | 100-450 mA | DALI/PUSH | N/A | 80+ | < 3 | L80B20 90.000h | 12000lm | 160lm/W | 174lm/W | 3h/5W/150lm | B | N/A | 120° | IP 54 | 1437 mm | 65 mm | 41 mm | 1437x65x41 mm | N/A | N/A | 65x50x1440 mm | 1 | 8 | 18585054408396 | N/A | 0.00468 | 2.4 | 2.4
XENO IP54 LED MODULE EM/150/90° 3h | XENO |  |  | 25-75W | 4000K | 6351841DEM90 | 8585054408382 | LED2 6351841DEM90 XENO IP54 LED MODULE EM/150/90° DIM 4000K 3h | 10176.1 | 8410 | 7.5 | WHITE | 9003 | METAL | TRANSPARENT | 220-240V/50-60Hz | 100-450 mA | DALI/PUSH | N/A | 80+ | < 3 | L80B20 90.000h | 12000lm | 160lm/W | 174lm/W | 3h/5W/150lm | B | N/A | 120° | IP 54 | 1437 mm | 65 mm | 41 mm | 1437x65x41 mm | N/A | N/A | 65x50x1440 mm | 1 | 8 | 18585054408389 | N/A | 0.00468 | 2.4 | 2.4
XENO IP54 COVER 150 | XENO |  |  | N/A | N/A | 6351901 | 8585054408405 | LED2 6351901 XENO IP54 COVER 150 | 982.52 | 812 |  | WHITE | 9003 | PC | N/A | N/A | N/A | N/A | N/A | N/A | N/A | N/A | N/A | N/A | N/A | N/A | N/A | N/A | N/A | IP 20 | N/A | N/A | N/A | N/A | N/A | N/A | 65x20x1440 mm | 1 | 8 | 18585054408402 | N/A | 0.001872 | 0.4 | 0.4
XENO IP54 END CAP | XENO |  |  | N/A | N/A | 6352001 | 8585054408412 | LED2 6352001 XENO IP54 END CAP | 421.08 | 348 |  | WHITE | 9003 | PC | N/A | N/A | N/A | N/A | N/A | N/A | N/A | N/A | N/A | N/A | N/A | N/A | N/A | N/A | N/A | IP 20 | N/A | N/A | N/A | N/A | N/A | N/A | 60x60x30 mm | N/A | 200 | 18585054408419 | N/A | 0.000108 | 0.04 | 0.04
XENO IP54 END BOX | XENO |  |  | N/A | N/A | 6352101 | 8585054408429 | LED2 6352101 XENO IP54 END BOX | 1403.6 | 1160 |  | WHITE | 9003 | METAL | N/A | N/A | N/A | N/A | N/A | N/A | N/A | N/A | N/A | N/A | N/A | N/A | N/A | N/A | N/A | IP 20 | N/A | N/A | N/A | N/A | N/A | N/A | 60x65x250 mm | 1 | 16 | 18585054408426 | N/A | 0.000975 | 0.35 | 0.35
XENO SILICONE IP KIT | XENO |  |  | N/A | N/A | 6352200 | 8585054408436 | LED2 6352200 XENO SILICONE IP KIT | 245.63 | 203 |  | WHITE | 9003 | SILICONE | N/A | N/A | N/A | N/A | N/A | N/A | N/A | N/A | N/A | N/A | N/A | N/A | N/A | N/A | N/A | IP 20 | N/A | N/A | N/A | N/A | N/A | N/A | 60x70x30 mm | N/A | 300 | 18585054408433 | N/A | 0.000126 | 0.1 | 0.1
ECO TRACK | ECO TRACK |  |  | N/A | N/A | 6360101 | 8585054408023 | LED2 6360101 ECO TRACK 2M, W | 1473.78 | 1218 |  | WHITE | 9010 | ALUMINIUM | N/A | 220-240V/50-60Hz | N/A | N/A | N/A | N/A | N/A | N/A | N/A | N/A | N/A | N/A | N/A | N/A | N/A | IP 20 | N/A | N/A | N/A | N/A | N/A | N/A | 2020x36x32 mm | 1 | 10 | 18585054408020 | N/A | 0.002327 | 1.6 | 1.6
ECO TRACK | ECO TRACK |  |  | N/A | N/A | 6360103 | 8585054408030 | LED2 6360103 ECO TRACK 2M, B | 1473.78 | 1218 |  | BLACK | 9011 | ALUMINIUM | N/A | 220-240V/50-60Hz | N/A | N/A | N/A | N/A | N/A | N/A | N/A | N/A | N/A | N/A | N/A | N/A | N/A | IP 20 | N/A | N/A | N/A | N/A | N/A | N/A | 2020x36x32 mm | 1 | 10 | 18585054408037 | N/A | 0.002327 | 1.6 | 1.6
ECO TRACK | ECO TRACK |  |  | N/A | N/A | 6360201 | 8585054408047 | LED2 6360201 ECO TRACK 3M, W | 2210.67 | 1827 |  | WHITE | 9010 | ALUMINIUM | N/A | 220-240V/50-60Hz | N/A | N/A | N/A | N/A | N/A | N/A | N/A | N/A | N/A | N/A | N/A | N/A | N/A | IP 20 | N/A | N/A | N/A | N/A | N/A | N/A | 3020x36x32 mm | 1 | 10 | 18585054408044 | N/A | 0.003479 | 2.4 | 2.4
ECO TRACK | ECO TRACK |  |  | N/A | N/A | 6360203 | 8585054408054 | LED2 6360203 ECO TRACK 3M, B | 2210.67 | 1827 |  | BLACK | 9011 | ALUMINIUM | N/A | 220-240V/50-60Hz | N/A | N/A | N/A | N/A | N/A | N/A | N/A | N/A | N/A | N/A | N/A | N/A | N/A | IP 20 | N/A | N/A | N/A | N/A | N/A | N/A | 3020x36x32 mm | 1 | 10 | 18585054408051 | N/A | 0.003479 | 2.4 | 2.4
ECO TRACK | ECO TRACK |  |  | N/A | N/A | 6360301 | 8585054408061 | LED2 6360301 ECO TRACK LEFT LIVE END, W | 245.63 | 203 |  | WHITE | 9010 | PC | N/A | 220-240V/50-60Hz | N/A | N/A | N/A | N/A | N/A | N/A | N/A | N/A | N/A | N/A | N/A | N/A | N/A | IP 20 | N/A | N/A | N/A | N/A | N/A | N/A | 100x35x35 mm | 1 | 50 | 18585054408068 | N/A | 0.000123 | 0.06 | 0.06
ECO TRACK | ECO TRACK |  |  | N/A | N/A | 6360303 | 8585054408078 | LED2 6360303 ECO TRACK LEFT LIVE END, B | 245.63 | 203 |  | BLACK | 9011 | PC | N/A | 220-240V/50-60Hz | N/A | N/A | N/A | N/A | N/A | N/A | N/A | N/A | N/A | N/A | N/A | N/A | N/A | IP 20 | N/A | N/A | N/A | N/A | N/A | N/A | 100x35x35 mm | 1 | 50 | 18585054408075 | N/A | 0.000123 | 0.06 | 0.06
ECO TRACK | ECO TRACK |  |  | N/A | N/A | 6360401 | 8585054408085 | LED2 6360401 ECO TRACK RIGHT LIVE END, W | 245.63 | 203 |  | WHITE | 9010 | PC | N/A | 220-240V/50-60Hz | N/A | N/A | N/A | N/A | N/A | N/A | N/A | N/A | N/A | N/A | N/A | N/A | N/A | IP 20 | N/A | N/A | N/A | N/A | N/A | N/A | 100x35x35 mm | 1 | 50 | 18585054408082 | N/A | 0.000123 | 0.06 | 0.06
ECO TRACK | ECO TRACK |  |  | N/A | N/A | 6360403 | 8585054408092 | LED2 6360403 ECO TRACK RIGHT LIVE END, B | 245.63 | 203 |  | BLACK | 9011 | PC | N/A | 220-240V/50-60Hz | N/A | N/A | N/A | N/A | N/A | N/A | N/A | N/A | N/A | N/A | N/A | N/A | N/A | IP 20 | N/A | N/A | N/A | N/A | N/A | N/A | 100x35x35 mm | 1 | 50 | 18585054408099 | N/A | 0.000123 | 0.06 | 0.06
ECO TRACK | ECO TRACK |  |  | N/A | N/A | 6360501 | 8585054408108 | LED2 6360501 ECO TRACK LIVE CENTER, W | 491.26 | 406 |  | WHITE | 9010 | PC | N/A | 220-240V/50-60Hz | N/A | N/A | N/A | N/A | N/A | N/A | N/A | N/A | N/A | N/A | N/A | N/A | N/A | IP 20 | N/A | N/A | N/A | N/A | N/A | N/A | 165x40x35 mm | 1 | 50 | 18585054408105 | N/A | 0.000231 | 0.1 | 0.1
ECO TRACK | ECO TRACK |  |  | N/A | N/A | 6360503 | 8585054408115 | LED2 6360503 ECO TRACK LIVE CENTER, B | 491.26 | 406 |  | BLACK | 9011 | PC | N/A | 220-240V/50-60Hz | N/A | N/A | N/A | N/A | N/A | N/A | N/A | N/A | N/A | N/A | N/A | N/A | N/A | IP 20 | N/A | N/A | N/A | N/A | N/A | N/A | 165x40x35 mm | 1 | 50 | 18585054408112 | N/A | 0.000231 | 0.1 | 0.1
ECO TRACK | ECO TRACK |  |  | N/A | N/A | 6360601 | 8585054408122 | LED2 6360601 ECO TRACK END CAP, W | 35.09 | 29 |  | WHITE | 9010 | PC | N/A | 220-240V/50-60Hz | N/A | N/A | N/A | N/A | N/A | N/A | N/A | N/A | N/A | N/A | N/A | N/A | N/A | IP 20 | N/A | N/A | N/A | N/A | N/A | N/A | 35x35x30 mm | 1 | 200 | 18585054408129 | N/A | 3.7e-05 | 0.008 | 0.008
ECO TRACK | ECO TRACK |  |  | N/A | N/A | 6360603 | 8585054408139 | LED2 6360603 ECO TRACK END CAP, B | 35.09 | 29 |  | BLACK | 9011 | PC | N/A | 220-240V/50-60Hz | N/A | N/A | N/A | N/A | N/A | N/A | N/A | N/A | N/A | N/A | N/A | N/A | N/A | IP 20 | N/A | N/A | N/A | N/A | N/A | N/A | 35x35x30 mm | 1 | 200 | 18585054408136 | N/A | 3.7e-05 | 0.008 | 0.008
ECO TRACK | ECO TRACK |  |  | N/A | N/A | 6360701 | 8585054408146 | LED2 6360701 ECO TRACK CONNECTOR, W | 175.45 | 145 |  | WHITE | 9010 | PC | N/A | 220-240V/50-60Hz | N/A | N/A | N/A | N/A | N/A | N/A | N/A | N/A | N/A | N/A | N/A | N/A | N/A | IP 20 | N/A | N/A | N/A | N/A | N/A | N/A | 70x30x20 mm | 1 | 100 | 18585054408143 | N/A | 4.2e-05 | 0.03 | 0.03
ECO TRACK | ECO TRACK |  |  | N/A | N/A | 6360703 | 8585054408153 | LED2 6360703 ECO TRACK CONNECTOR, B | 175.45 | 145 |  | BLACK | 9011 | PC | N/A | 220-240V/50-60Hz | N/A | N/A | N/A | N/A | N/A | N/A | N/A | N/A | N/A | N/A | N/A | N/A | N/A | IP 20 | N/A | N/A | N/A | N/A | N/A | N/A | 70x30x20 mm | 1 | 100 | 18585054408150 | N/A | 4.2e-05 | 0.03 | 0.03
ECO TRACK | ECO TRACK |  |  | N/A | N/A | 6360801 | 8585054408160 | LED2 6360801 ECO TRACK LEFT L-FEED, W | 491.26 | 406 |  | WHITE | 9010 | PC | N/A | 220-240V/50-60Hz | N/A | N/A | N/A | N/A | N/A | N/A | N/A | N/A | N/A | N/A | N/A | N/A | N/A | IP 20 | N/A | N/A | N/A | N/A | N/A | N/A | 100x100x35 mm | 1 | 25 | 18585054408167 | N/A | 0.00035 | 0.12 | 0.12
ECO TRACK | ECO TRACK |  |  | N/A | N/A | 6360803 | 8585054408177 | LED2 6360803 ECO TRACK LEFT L-FEED, B | 491.26 | 406 |  | BLACK | 9011 | PC | N/A | 220-240V/50-60Hz | N/A | N/A | N/A | N/A | N/A | N/A | N/A | N/A | N/A | N/A | N/A | N/A | N/A | IP 20 | N/A | N/A | N/A | N/A | N/A | N/A | 100x100x35 mm | 1 | 25 | 18585054408174 | N/A | 0.00035 | 0.12 | 0.12
ECO TRACK | ECO TRACK |  |  | N/A | N/A | 6360901 | 8585054408184 | LED2 6360901 ECO TRACK RIGHT L-FEED, W | 491.26 | 406 |  | WHITE | 9010 | PC | N/A | 220-240V/50-60Hz | N/A | N/A | N/A | N/A | N/A | N/A | N/A | N/A | N/A | N/A | N/A | N/A | N/A | IP 20 | N/A | N/A | N/A | N/A | N/A | N/A | 100x100x35 mm | 1 | 25 | 18585054408181 | N/A | 0.00035 | 0.12 | 0.12
ECO TRACK | ECO TRACK |  |  | N/A | N/A | 6360903 | 8585054408191 | LED2 6360903 ECO TRACK RIGHT L-FEED, B | 491.26 | 406 |  | BLACK | 9011 | PC | N/A | 220-240V/50-60Hz | N/A | N/A | N/A | N/A | N/A | N/A | N/A | N/A | N/A | N/A | N/A | N/A | N/A | IP 20 | N/A | N/A | N/A | N/A | N/A | N/A | 100x100x35 mm | 1 | 25 | 18585054408198 | N/A | 0.00035 | 0.12 | 0.12
ECO TRACK | ECO TRACK |  |  | N/A | N/A | 6361001 | 8585054408207 | LED2 6361001 ECO TRACK FLEXI CONNECTOR, W | 491.26 | 406 |  | WHITE | 9010 | PC | N/A | 220-240V/50-60Hz | N/A | N/A | N/A | N/A | N/A | N/A | N/A | N/A | N/A | N/A | N/A | N/A | N/A | IP 20 | N/A | N/A | N/A | N/A | N/A | N/A | 180x35x35 mm | 1 | 25 | 18585054408204 | N/A | 0.000221 | 0.15 | 0.15
ECO TRACK | ECO TRACK |  |  | N/A | N/A | 6361003 | 8585054408214 | LED2 6361003 ECO TRACK FLEXI CONNECTOR, B | 491.26 | 406 |  | BLACK | 9011 | PC | N/A | 220-240V/50-60Hz | N/A | N/A | N/A | N/A | N/A | N/A | N/A | N/A | N/A | N/A | N/A | N/A | N/A | IP 20 | N/A | N/A | N/A | N/A | N/A | N/A | 180x35x35 mm | 1 | 25 | 18585054408211 | N/A | 0.000221 | 0.15 | 0.15
ECO TRACK | ECO TRACK |  |  | N/A | N/A | 6361101 | 8585054408221 | LED2 6361101 ECO TRACK X-CONNECTOR, W | 877.25 | 725 |  | WHITE | 9010 | PC | N/A | 220-240V/50-60Hz | N/A | N/A | N/A | N/A | N/A | N/A | N/A | N/A | N/A | N/A | N/A | N/A | N/A | IP 20 | N/A | N/A | N/A | N/A | N/A | N/A | 150x150x35 mm | 1 | 10 | 18585054408228 | N/A | 0.000788 | 0.4 | 0.4
ECO TRACK | ECO TRACK |  |  | N/A | N/A | 6361103 | 8585054408238 | LED2 6361103 ECO TRACK X-CONNECTOR, B | 877.25 | 725 |  | BLACK | 9011 | PC | N/A | 220-240V/50-60Hz | N/A | N/A | N/A | N/A | N/A | N/A | N/A | N/A | N/A | N/A | N/A | N/A | N/A | IP 20 | N/A | N/A | N/A | N/A | N/A | N/A | 150x150x35 mm | 1 | 10 | 18585054408235 | N/A | 0.000788 | 0.4 | 0.4
ECO TRACK | ECO TRACK |  |  | N/A | N/A | 6361201 | 8585054408245 | LED2 6361201 ECO TRACK LEFT T-CONNECTOR, W | 561.44 | 464 |  | WHITE | 9010 | PC | N/A | 220-240V/50-60Hz | N/A | N/A | N/A | N/A | N/A | N/A | N/A | N/A | N/A | N/A | N/A | N/A | N/A | IP 20 | N/A | N/A | N/A | N/A | N/A | N/A | 150x90x35 mm | 1 | 25 | 18585054408242 | N/A | 0.000473 | 0.16 | 0.16
ECO TRACK | ECO TRACK |  |  | N/A | N/A | 6361203 | 8585054408252 | LED2 6361203 ECO TRACK LEFT T-CONNECTOR, B | 561.44 | 464 |  | BLACK | 9011 | PC | N/A | 220-240V/50-60Hz | N/A | N/A | N/A | N/A | N/A | N/A | N/A | N/A | N/A | N/A | N/A | N/A | N/A | IP 20 | N/A | N/A | N/A | N/A | N/A | N/A | 150x90x35 mm | 1 | 25 | 18585054408259 | N/A | 0.000473 | 0.16 | 0.16
ECO TRACK | ECO TRACK |  |  | N/A | N/A | 6361301 | 8585054408269 | LED2 6361301 ECO-TRACK RIGHT T-CONNECTOR, W | 561.44 | 464 |  | WHITE | 9010 | PC | N/A | 220-240V/50-60Hz | N/A | N/A | N/A | N/A | N/A | N/A | N/A | N/A | N/A | N/A | N/A | N/A | N/A | IP 20 | N/A | N/A | N/A | N/A | N/A | N/A | 150x90x35 mm | 1 | 25 | 18585054408266 | N/A | 0.000473 | 0.16 | 0.16
ECO TRACK | ECO TRACK |  |  | N/A | N/A | 6361303 | 8585054408276 | LED2 6361303 ECO-TRACK RIGHT T-CONNECTOR, B | 561.44 | 464 |  | BLACK | 9011 | PC | N/A | 220-240V/50-60Hz | N/A | N/A | N/A | N/A | N/A | N/A | N/A | N/A | N/A | N/A | N/A | N/A | N/A | IP 20 | N/A | N/A | N/A | N/A | N/A | N/A | 150x90x35 mm | 1 | 25 | 18585054408273 | N/A | 0.000473 | 0.16 | 0.16
ECO TRACK | ECO TRACK |  |  | N/A | N/A | 6361401 | 8585054408283 | LED2 6361401 ECO TRACK SUSPENSION 7M, W | 421.08 | 348 |  | WHITE | 9010 | METAL | N/A | 220-240V/50-60Hz | N/A | N/A | N/A | N/A | N/A | N/A | N/A | N/A | N/A | N/A | N/A | N/A | N/A | IP 20 | N/A | N/A | N/A | N/A | N/A | N/A | 80x80x40 mm | 1 | 100 | 18585054408280 | N/A | 0.000256 | 0.06 | 0.06
ECO TRACK | ECO TRACK |  |  | N/A | N/A | 6361403 | 8585054408290 | LED2 6361403 ECO TRACK SUSPENSION 7M, B | 421.08 | 348 |  | BLACK | 9011 | METAL | N/A | 220-240V/50-60Hz | N/A | N/A | N/A | N/A | N/A | N/A | N/A | N/A | N/A | N/A | N/A | N/A | N/A | IP 20 | N/A | N/A | N/A | N/A | N/A | N/A | 80x80x40 mm | 1 | 100 | 18585054408297 | N/A | 0.000256 | 0.06 | 0.06
ECO TRACK | ECO TRACK |  |  | N/A | N/A | 6361501 | 8585054408306 | LED2 6361501 ECO TRACK BASE, W | 561.44 | 464 |  | WHITE | 9010 | PC | N/A | 220-240V/50-60Hz | N/A | N/A | N/A | N/A | N/A | N/A | N/A | N/A | N/A | N/A | N/A | N/A | N/A | IP 20 | N/A | N/A | N/A | N/A | N/A | N/A | 120x120x55 mm | 1 | 40 | 18585054408303 | N/A | 0.000792 | 0.1 | 0.15
ECO TRACK | ECO TRACK |  |  | N/A | N/A | 6361503 | 8585054408313 | LED2 6361503 ECO TRACK BASE, B | 561.44 | 464 |  | BLACK | 9011 | PC | N/A | 220-240V/50-60Hz | N/A | N/A | N/A | N/A | N/A | N/A | N/A | N/A | N/A | N/A | N/A | N/A | N/A | IP 20 | N/A | N/A | N/A | N/A | N/A | N/A | 120x120x55 mm | 1 | 40 | 18585054408310 | N/A | 0.000792 | 0.1 | 0.15
MAG DRIVER 100, B | MAG TRACK |  |  | 100W | N/A | 6092703 | 8585054413799 | LED2 6092703 MAG DRIVER 100W, B DALI | 2280.85 | 1885 |  | BLACK | 9005 | PC | N/A | 48V | N/A | DALI | N/A | N/A | N/A | N/A | N/A | N/A | N/A | N/A | N/A | N/A | N/A | IP 20 | 298 mm | 16 mm | 19 mm | 298x16x19 mm | N/A | N/A | N/A | 2 | N/A | N/A | N/A | N/A | 0.35 | 0.35
MAG DRIVER 250, B | MAG TRACK |  |  | 250W | N/A | 6092803 | 8585054413805 | LED2 6092803 MAG DRIVER 250W, B DALI | 2982.65 | 2465 |  | BLACK | 9005 | PC | N/A | 48V | N/A | DALI | N/A | N/A | N/A | N/A | N/A | N/A | N/A | N/A | N/A | N/A | N/A | IP 20 | 268 mm | 22 mm | 44 mm | 268x22x44 mm | N/A | N/A | N/A | 2 | N/A | N/A | N/A | N/A | 0.35 | 0.35
MAG TRACK 2M, B | MAG TRACK |  |  | N/A | N/A | 6092903 | 8585054413508 | LED2 6092903 MAG TRACK 2M, B DALI | 1684.32 | 1392 |  | BLACK | 9005 | ALUMINIUM | N/A | 48V | N/A | DALI | N/A | N/A | N/A | N/A | N/A | N/A | N/A | N/A | N/A | N/A | N/A | IP 20 | 2000 mm | 26 mm | 52 mm | 2000x26x52 mm | N/A | N/A | 2000x260x520 mm | 3 | 6 | 18585054413505 | N/A | 0.2704 | 2 | 2
MAG END CAP, B | MAG TRACK |  |  | N/A | N/A | 6093003 | 8585054413515 | LED2 6093003 MAG END CAP, B | 140.36 | 116 |  | BLACK | 9005 | ALUMINIUM | N/A | 48V | N/A | N/A | N/A | N/A | N/A | N/A | N/A | N/A | N/A | N/A | N/A | N/A | N/A | IP 20 | 26 mm | 52 mm | 2 mm | 26x52x2 mm | N/A | N/A | 26x52x2 mm | 3 | 200 | 18585054413512 | N/A | 3e-06 | 0.05 | 0.05
MAG CORNER-H, B | MAG TRACK |  |  | N/A | N/A | 6093103 | 8585054413522 | LED2 6093103 MAG CORNER-H, B DALI | 807.07 | 667 |  | BLACK | 9005 | ALUMINIUM | N/A | 48V | N/A | DALI | N/A | N/A | N/A | N/A | N/A | N/A | N/A | N/A | N/A | N/A | N/A | IP 20 | N/A | N/A | N/A | N/A | N/A | N/A | 120x120x70 mm | 3 | 60 | 18585054413529 | N/A | 0.001008 | 0.25 | 0.35
MAG CORNER-V, B | MAG TRACK |  |  | N/A | N/A | 6093203 | 8585054413539 | LED2 6093203 MAG CORNER-V, B DALI | 807.07 | 667 |  | BLACK | 9005 | ALUMINIUM | N/A | 48V | N/A | DALI | N/A | N/A | N/A | N/A | N/A | N/A | N/A | N/A | N/A | N/A | N/A | IP 20 | N/A | N/A | N/A | N/A | N/A | N/A | 120x120x40 mm | 3 | 30 | 18585054413536 | N/A | 0.000576 | 0.25 | 0.35
MAG T-CONNECTOR, B | MAG TRACK | NEW |  | N/A | N/A | 6491003 | 8585054428656 | LED2 6491003 MAG T-CONNECTOR, B DALI | 1368.51 | 1131 |  | BLACK | 9005 | ALUMINIUM | N/A | 48V | N/A | DALI | N/A | N/A | N/A | N/A | N/A | N/A | N/A | N/A | N/A | N/A | N/A | IP 20 | 158 mm | 88 mm | 52 mm | 158x88x52 mm | N/A | N/A | 185x130x60 mm | 3 | 24 | 18585054428653 | N/A | 0.001443 | 0.3 | 0.4
MAG IN TRACK 2M, B | MAG TRACK |  |  | N/A | N/A | 6093303 | 8585054413546 | LED2 6093303 MAG IN TRACK 2M, B DALI | 3087.92 | 2552 |  | BLACK | 9005 | ALUMINIUM | N/A | 48V | N/A | DALI | N/A | N/A | N/A | N/A | N/A | N/A | N/A | N/A | N/A | N/A | N/A | IP 20 | N/A | N/A | N/A | N/A | N/A | N/A | 2020x70x70 mm | 3 | 6 | 18585054413543 | N/A | 0.009898 | 3 | 3.15
MAG IN END CAP, B | MAG TRACK |  |  | N/A | N/A | 6093403 | 8585054413553 | LED2 6093403 MAG IN END CAP, B | 105.27 | 87 |  | BLACK | 9005 | ALUMINIUM | N/A | 48V | N/A | N/A | N/A | N/A | N/A | N/A | N/A | N/A | N/A | N/A | N/A | N/A | N/A | IP 20 | 26 mm | 52 mm | 2 mm | 26x52x2 mm | N/A | N/A | 26x52x2 mm | 3 | 500 | 18585054413550 | N/A | 3e-06 | 0.05 | 0.05
MAG IN CORNER-H, B | MAG TRACK |  |  | N/A | N/A | 6093503 | 8585054413560 | LED2 6093503 MAG IN CORNER-H, B DALI | 1017.61 | 841 |  | BLACK | 9005 | ALUMINIUM | N/A | 48V | N/A | DALI | N/A | N/A | N/A | N/A | N/A | N/A | N/A | N/A | N/A | N/A | N/A | IP 20 | N/A | N/A | N/A | N/A | N/A | N/A | 130x130x70 mm | 3 | 45 | 18585054413567 | N/A | 0.001183 | 0.25 | 0.35
MAG IN CORNER-V, B | MAG TRACK |  |  | N/A | N/A | 6093603 | 8585054413577 | LED2 6093603 MAG IN CORNER-V, B DALI | 1017.61 | 841 |  | BLACK | 9005 | ALUMINIUM | N/A | 48V | N/A | DALI | N/A | N/A | N/A | N/A | N/A | N/A | N/A | N/A | N/A | N/A | N/A | IP 20 | N/A | N/A | N/A | N/A | N/A | N/A | 130x130x70 mm | 3 | 45 | 18585054413574 | N/A | 0.001183 | 0.25 | 0.35
MAG SUSPENSION | MAG TRACK |  |  | N/A | N/A | 6093700 | 8585054413584 | LED2 6093700 MAG SUSPENSION 3M | 140.36 | 116 |  | STAINLESS | N/A | STEEL | N/A | N/A | N/A | N/A | N/A | N/A | N/A | N/A | N/A | N/A | N/A | N/A | N/A | N/A | N/A | IP 20 | N/A | N/A | N/A | N/A | 3000 mm | N/A | N/A | N/A | 100 | 18585054413581 | N/A | N/A | 0.1 | 0.1
MAG POWER CONNECTOR, B | MAG TRACK |  |  | N/A | N/A | 6093803 | 8585054413607 | LED2 6093803 MAG POWER CONNECTOR, B DALI | 385.99 | 319 |  | BLACK | 9005 | PC | N/A | 48V | N/A | DALI | N/A | N/A | N/A | N/A | N/A | N/A | N/A | N/A | N/A | N/A | N/A | IP 20 | N/A | N/A | N/A | N/A | N/A | N/A | 30x30x160 mm | 3 | 240 | 18585054413604 | N/A | 0.000144 | 0.1 | 0.15
MAG POWER FEEDER, B | MAG TRACK |  |  | N/A | N/A | 6093903 | 8585054413591 | LED2 6093903 MAG POWER FEEDER, B DALI | 245.63 | 203 |  | BLACK | 9005 | PC | N/A | 48V | N/A | DALI | N/A | N/A | N/A | N/A | N/A | N/A | N/A | N/A | N/A | N/A | N/A | IP 20 | N/A | N/A | N/A | N/A | N/A | N/A | N/A | 3 | 1000 | 18585054413598 | N/A | N/A | 0.2 | 0.2
MAG CABLE KIT, B | MAG TRACK |  |  | N/A | N/A | 6094000 | 8585054414048 | LED2 6094000 MAG CABLE KIT 5,0,75, B | 1017.61 | 841 |  | BLACK/TRANSPARENT | 9005 | METAL | N/A | N/A | N/A | N/A | N/A | N/A | N/A | N/A | N/A | N/A | N/A | N/A | N/A | N/A | N/A | IP 20 | N/A | N/A | N/A | N/A | 3000 mm | N/A | 130x150x50 mm | N/A | 1 | N/A | N/A | 0.000975 | 0.5 | 0.5
MAG TRACK DECORATIVE COVER 1M, B | MAG TRACK |  |  | N/A | N/A | 6420103 | 8585054414406 | LED2 6420103 MAG TRACK DECORATIVE COVER 1M, B | 666.71 | 551 |  | BLACK | 9005 | ALUMINIUM | N/A | 48V | N/A | N/A | N/A | N/A | N/A | N/A | N/A | N/A | N/A | N/A | N/A | N/A | N/A | IP 20 | 1000 mm | 24 mm | 5 mm | 1000x24x5 mm | N/A | N/A | 100x24x5 mm | 3 | 1 | N/A | N/A | 1.2e-05 | 0.11 | 0.11
MAG REMOTE DRIVER ELG-100-48A | MAG TRACK |  |  | 100W | N/A | ELG-100-48A | 8585054430321 | ELG-100-48A MAG REMOTE DRIVER | 3263.37 | 2697 |  | N/A | N/A | STEEL | N/A | 48V | N/A | ON/OFF | N/A | N/A | N/A | N/A | N/A | N/A | N/A | N/A | N/A | N/A | N/A | IP 65 | 200 mm | 63 mm | 36 mm | 200x63x36 mm | N/A | N/A | 200x63x36 mm | 2 | N/A | N/A | N/A | 0.000454 | 0.9 | 0.9
MAG REMOTE DRIVER ELG-240-48A | MAG TRACK |  |  | 240W | N/A | ELG-240-48A | 8585054430338 | ELG-240-48A MAGREMOTE DRIVER | 4386.25 | 3625 |  | N/A | N/A | STEEL | N/A | 48V | N/A | ON/OFF | N/A | N/A | N/A | N/A | N/A | N/A | N/A | N/A | N/A | N/A | N/A | IP 65 | 244 mm | 71 mm | 38 mm | 244x71x38 mm | N/A | N/A | 244x71x38 mm | 2 | N/A | N/A | N/A | 0.000658 | 1.2 | 1.2
MAG REMOTE DRIVER ELG-75-48A | MAG TRACK |  |  | 75W | N/A | ELG-75-48A | 8585054430345 | ELG-75-48A MAG REMOTE DRIVER | 2772.11 | 2291 |  | N/A | N/A | STEEL | N/A | 48V | N/A | ON/OFF | N/A | N/A | N/A | N/A | N/A | N/A | N/A | N/A | N/A | N/A | N/A | IP 65 | 180 mm | 63 mm | 36 mm | 180x63x36 mm | N/A | N/A | 180x63x36 mm | 2 | N/A | N/A | N/A | 0.000408 | 0.8 | 0.8
MAG TRACK 2M, W | MAG TRACK | NEW |  | N/A | N/A | 6092901 | 8585054430734 | LED2 6092901 MAG TRACK 2M, W DALI | 1684.32 | 1392 |  | WHITE | 9003 | ALUMINIUM | N/A | 48V | N/A | DALI | N/A | N/A | N/A | N/A | N/A | N/A | N/A | N/A | N/A | N/A | N/A | IP 20 | 2000 mm | 26 mm | 52 mm | 2000x26x52 mm | N/A | N/A | 2000x26x52 mm | 3 | 6 | 18585054430731 | N/A | 0.002704 | 2 | 2
MAG END CAP, W | MAG TRACK | NEW |  | N/A | N/A | 6093001 | 8585054430741 | LED2 6093001 MAG END CAP, W | 140.36 | 116 |  | WHITE | 9003 | ALUMINIUM | N/A | 48V | N/A | N/A | N/A | N/A | N/A | N/A | N/A | N/A | N/A | N/A | N/A | N/A | N/A | IP 20 | 26 mm | 52 mm | 2 mm | 26x52x2 mm | N/A | N/A | 26x52x2 mm | 3 | 200 | 18585054430748 | N/A | 3e-06 | 0.05 | 0.05
MAG CORNER-H, W | MAG TRACK | NEW |  | N/A | N/A | 6093101 | 8585054430758 | LED2 6093101 MAG CORNER-H, W DALI | 807.07 | 667 |  | WHITE | 9003 | ALUMINIUM | N/A | 48V | N/A | DALI | N/A | N/A | N/A | N/A | N/A | N/A | N/A | N/A | N/A | N/A | N/A | IP 20 | N/A | N/A | N/A | N/A | N/A | N/A | 120x120x70 mm | 3 | 60 | 18585054430755 | N/A | 0.001008 | 0.25 | 0.35
MAG CORNER-V, W | MAG TRACK | NEW |  | N/A | N/A | 6093201 | 8585054430765 | LED2 6093201 MAG CORNER-V, W DALI | 807.07 | 667 |  | WHITE | 9003 | ALUMINIUM | N/A | 48V | N/A | DALI | N/A | N/A | N/A | N/A | N/A | N/A | N/A | N/A | N/A | N/A | N/A | IP 20 | N/A | N/A | N/A | N/A | N/A | N/A | 120x120x40 mm | 3 | 30 | 18585054430762 | N/A | 0.000576 | 0.25 | 0.35
MAG T-CONNECTOR, W | MAG TRACK | NEW |  | N/A | N/A | 6491001 | 8585054430772 | LED2 6491001 MAG T-CONNECTOR, W DALI | 1368.51 | 1131 |  | WHITE | 9003 | ALUMINIUM | N/A | 48V | N/A | DALI | N/A | N/A | N/A | N/A | N/A | N/A | N/A | N/A | N/A | N/A | N/A | IP 20 | 158 mm | 88 mm | 52 mm | 158x88x52 mm | N/A | N/A | 185x130x60 mm | 3 | 24 | 18585054430779 | N/A | 0.001443 | 0.3 | 0.4
MAG IN TRACK 2M, W | MAG TRACK | NEW |  | N/A | N/A | 6093301 | 8585054430789 | LED2 6093301 MAG IN TRACK 2M, W DALI | 3087.92 | 2552 |  | WHITE | 9003 | ALUMINIUM | N/A | 48V | N/A | DALI | N/A | N/A | N/A | N/A | N/A | N/A | N/A | N/A | N/A | N/A | N/A | IP 20 | N/A | N/A | N/A | N/A | N/A | N/A | 2000x70x70 mm | 3 | 6 | 18585054430786 | N/A | 0.0098 | 3 | 3.15
MAG IN END CAP, W | MAG TRACK | NEW |  | N/A | N/A | 6093401 | 8585054430796 | LED2 6093401 MAG IN END CAP, W | 105.27 | 87 |  | WHITE | 9003 | ALUMINIUM | N/A | 48V | N/A | N/A | N/A | N/A | N/A | N/A | N/A | N/A | N/A | N/A | N/A | N/A | N/A | IP 20 | 26 mm | 52 mm | 2 mm | 26x52x2 mm | N/A | N/A | 26x52x2 mm | 3 | 500 | 18585054430793 | N/A | 3e-06 | 0.05 | 0.05
MAG IN CORNER-H, W | MAG TRACK | NEW |  | N/A | N/A | 6093501 | 8585054430802 | LED2 6093501 MAG IN CORNER-H, W DALI | 1017.61 | 841 |  | WHITE | 9003 | ALUMINIUM | N/A | 48V | N/A | DALI | N/A | N/A | N/A | N/A | N/A | N/A | N/A | N/A | N/A | N/A | N/A | IP 20 | N/A | N/A | N/A | N/A | N/A | N/A | 130x130x70 mm | 3 | 45 | 18585054430809 | N/A | 0.001183 | 0.25 | 0.35
MAG IN CORNER-V, W | MAG TRACK | NEW |  | N/A | N/A | 6093601 | 8585054430819 | LED2 6093601 MAG IN CORNER-V, W DALI | 1017.61 | 841 |  | WHITE | 9003 | ALUMINIUM | N/A | 48V | N/A | DALI | N/A | N/A | N/A | N/A | N/A | N/A | N/A | N/A | N/A | N/A | N/A | IP 20 | N/A | N/A | N/A | N/A | N/A | N/A | 130x130x70 mm | 3 | 45 | 18585054430816 | N/A | 0.001183 | 0.25 | 0.35
MAG POWER CONNECTOR, W | MAG TRACK | NEW |  | N/A | N/A | 6093801 | 8585054430826 | LED2 6093801 MAG POWER CONNECTOR, W DALI | 385.99 | 319 |  | WHITE | 9003 | PC | N/A | 48V | N/A | DALI | N/A | N/A | N/A | N/A | N/A | N/A | N/A | N/A | N/A | N/A | N/A | IP 20 | N/A | N/A | N/A | N/A | N/A | N/A | 30x30x160 mm | 3 | 240 | 18585054430823 | N/A | 0.000144 | 0.1 | 0.15
MAG POWER FEEDER, W | MAG TRACK | NEW |  | N/A | N/A | 6093901 | 8585054430833 | LED2 6093901 MAG POWER FEEDER, W DALI | 245.63 | 203 |  | WHITE | 9003 | PC | N/A | 48V | N/A | DALI | N/A | N/A | N/A | N/A | N/A | N/A | N/A | N/A | N/A | N/A | N/A | IP 20 | N/A | N/A | N/A | N/A | N/A | N/A | N/A | 3 | 1000 | 18585054430830 | N/A | N/A | 0.2 | 0.2
MAG LOW TRACK 2M, W | MAG LOW TRACK | NEW |  | N/A | N/A | 6499901 | 8585054431762 | LED2 6499901 MAG LOW TRACK 2M, W DALI | 1684.32 | 1392 |  | WHITE | 9003 | ALUMINIUM | N/A | 48V | N/A | DALI | N/A | N/A | N/A | N/A | N/A | N/A | N/A | N/A | N/A | N/A | N/A | IP 20 | 2000 mm | 26 mm | 25 mm | 2000x26x25 mm | N/A | N/A | 2000x43x43 mm | 3 | 12 | 18585054431769 | N/A | 0.003698 | 0.7 | 1
MAG LOW END CAP, W | MAG LOW TRACK | NEW |  | N/A | N/A | 6499801 | 8585054431779 | LED2 6499801 MAG LOW END CAP, W | 140.36 | 116 |  | WHITE | 9003 | ALUMINIUM | N/A | 48V | N/A | N/A | N/A | N/A | N/A | N/A | N/A | N/A | N/A | N/A | N/A | N/A | N/A | IP 20 | 26 mm | 25 mm | 2 mm | 26x25x2 mm | N/A | N/A | 26x26x15 mm | 3 | 160 | 18585054431776 | N/A | 1e-05 | 0.01 | 0.02
MAG LOW CORNER-H, W | MAG LOW TRACK | NEW |  | N/A | N/A | 6499701 | 8585054431786 | LED2 6499701 MAG LOW CORNER-H, W DALI | 807.07 | 667 |  | WHITE | 9003 | ALUMINIUM | N/A | 48V | N/A | DALI | N/A | N/A | N/A | N/A | N/A | N/A | N/A | N/A | N/A | N/A | N/A | IP 20 | 100 mm | 100 mm | 25 mm | 100x100x25 mm | N/A | N/A | 100x100x25 mm | 3 | 50 | 18585054431783 | N/A | 0.00025 | 0.08 | 0.1
MAG LOW CORNER-V, W | MAG LOW TRACK | NEW |  | N/A | N/A | 6499601 | 8585054431793 | LED2 6499601 MAG LOW CORNER-V, W DALI | 807.07 | 667 |  | WHITE | 9003 | ALUMINIUM | N/A | 48V | N/A | DALI | N/A | N/A | N/A | N/A | N/A | N/A | N/A | N/A | N/A | N/A | N/A | IP 20 | 100 mm | 100 mm | 25 mm | 100x100x25 mm | N/A | N/A | 100x100x25 mm | 3 | 50 | 18585054431790 | N/A | 0.00025 | 0.08 | 0.1
MAG LOW T-CONNECTOR, W | MAG LOW TRACK | NEW |  | N/A | N/A | 6499501 | 8585054431809 | LED2 6499501 MAG LOW T-CONNECTOR, W DALI | 1368.51 | 1131 |  | WHITE | 9003 | ALUMINIUM | N/A | 48V | N/A | DALI | N/A | N/A | N/A | N/A | N/A | N/A | N/A | N/A | N/A | N/A | N/A | IP 20 | 100 mm | 70 mm | 25 mm | 100x70x25 mm | N/A | N/A | 100x70x25 mm | 3 | 60 | 18585054431806 | N/A | 0.000175 | 0.08 | 0.1
MAG LOW TRACK 2M, B | MAG LOW TRACK | NEW |  | N/A | N/A | 6499903 | 8585054431816 | LED2 6499903 MAG LOW TRACK 2M, B DALI | 1684.32 | 1392 |  | BLACK | 9005 | ALUMINIUM | N/A | 48V | N/A | DALI | N/A | N/A | N/A | N/A | N/A | N/A | N/A | N/A | N/A | N/A | N/A | IP 20 | 2000 mm | 26 mm | 25 mm | 2000x26x25 mm | N/A | N/A | 2000x43x43 mm | 3 | 12 | 18585054431813 | N/A | 0.003698 | 0.7 | 1
MAG LOW END CAP, B | MAG LOW TRACK | NEW |  | N/A | N/A | 6499803 | 8585054431823 | LED2 6499803 MAG LOW END CAP, B | 140.36 | 116 |  | BLACK | 9005 | ALUMINIUM | N/A | 48V | N/A | N/A | N/A | N/A | N/A | N/A | N/A | N/A | N/A | N/A | N/A | N/A | N/A | IP 20 | 26 mm | 25 mm | 2 mm | 26x25x2 mm | N/A | N/A | 26x26x15 mm | 3 | 160 | 18585054431820 | N/A | 1e-05 | 0.01 | 0.02
MAG LOW CORNER-H, B | MAG LOW TRACK | NEW |  | N/A | N/A | 6499703 | 8585054431830 | LED2 6499703 MAG LOW CORNER-H, B DALI | 807.07 | 667 |  | BLACK | 9005 | ALUMINIUM | N/A | 48V | N/A | DALI | N/A | N/A | N/A | N/A | N/A | N/A | N/A | N/A | N/A | N/A | N/A | IP 20 | 100 mm | 100 mm | 25 mm | 100x100x25 mm | N/A | N/A | 100x100x25 mm | 3 | 50 | 18585054431837 | N/A | 0.00025 | 0.08 | 0.1
MAG LOW CORNER-V, B | MAG LOW TRACK | NEW |  | N/A | N/A | 6499603 | 8585054431847 | LED2 6499603 MAG LOW CORNER-V, B DALI | 807.07 | 667 |  | BLACK | 9005 | ALUMINIUM | N/A | 48V | N/A | DALI | N/A | N/A | N/A | N/A | N/A | N/A | N/A | N/A | N/A | N/A | N/A | IP 20 | 100 mm | 100 mm | 25 mm | 100x100x25 mm | N/A | N/A | 100x100x25 mm | 3 | 50 | 18585054431844 | N/A | 0.00025 | 0.08 | 0.1
MAG LOW T-CONNECTOR, B | MAG LOW TRACK | NEW |  | N/A | N/A | 6499503 | 8585054431854 | LED2 6499503 MAG LOW T-CONNECTOR, B DALI | 1368.51 | 1131 |  | BLACK | 9005 | ALUMINIUM | N/A | 48V | N/A | DALI | N/A | N/A | N/A | N/A | N/A | N/A | N/A | N/A | N/A | N/A | N/A | IP 20 | 100 mm | 70 mm | 25 mm | 100x70x25 mm | N/A | N/A | 100x70x25 mm | 3 | 60 | 18585054431851 | N/A | 0.000175 | 0.08 | 0.1
ALFA II 17 | ALFA II |  |  | 9/11/13/15W | 3000K/3500K/4000K | 2236151 | 8585054414055 | LED2 2236151 ALFA II 17 9-15W 3CCT 3000K/3500K/4000K | 1965.04 | 1624 | 4 | WHITE | 9016 | METAL/PMMA | PRISMATIC | 220-240V/50-60Hz | 200-350 mA | ON/OFF | N/A | 90+ | < 3 | L80B20 50.000h | 1080-1800lm | 120lm/W |  | N/A | D | < 19 | 60° | IP 54 | d170 mm | N/A | 86 mm | d170x86 mm | N/A | 145 mm | 190x190x100 mm | 2 | 24 | 18585054414052 | N/A | 0.00361 | 0.3 | 0.4
ALFA II 17 | ALFA II |  |  | 15W | 3000K/3500K/4000K | 2236151D | 8585054414062 | LED2 2236151D ALFA II 17 DALI/PUSH DIM 15W 3CCT 3000K/3500K/4000K | 3263.37 | 2697 | 4 | WHITE | 9016 | METAL/PMMA | PRISMATIC | 220-240V/50-60Hz | 350 mA | DALI/PUSH | N/A | 90+ | < 3 | L80B20 50.000h | 1800lm | 120lm/W |  | N/A | D | < 19 | 60° | IP 54 | d170 mm | N/A | 86 mm | d170x86 mm | N/A | 145 mm | 190x190x100 mm | 2 | 1 | N/A | N/A | 0.00361 | 0.3 | 0.4
ALFA II 17 | ALFA II |  |  | 15W | 3000K/3500K/4000K | 2236151CS | 8585054421329 | LED2 2236151CS ALFA II 17 15W CASAMBI 3000/3500/4000K | 8737.41 | 7221 | 4 | WHITE | 9016 | METAL/PMMA | PRISMATIC | 220-240V/50-60Hz | 350 mA | CASAMBI | N/A | 90+ | < 3 | L80B20 50.000h | 1800lm | 120lm/W |  | N/A | D | < 19 | 60° | IP 54 | d170 mm | N/A | 86 mm | d170x86 mm | N/A | 145 mm | 190x190x100 mm | 2 | 1 | N/A | N/A | 0.00361 | 0.3 | 0.4
ALFA II 19 | ALFA II |  |  | 18/20/23/25W | 3000K/3500K/4000K | 2236251 | 8585054414079 | LED2 2236251 ALFA II 19 18-25W 3CCT 3000K/3500K/4000K | 2210.67 | 1827 | 4 | WHITE | 9016 | METAL/PMMA | PRISMATIC | 220-240V/50-60Hz | 350-580 mA | ON/OFF | N/A | 90+ | < 3 | L80B20 50.000h | 2160-3000lm | 120lm/W |  | N/A | D | < 19 | 60° | IP 54 | d190 mm | N/A | 90 mm | d190x90 mm | N/A | 165 mm | 250x250x110 mm | 2 | 12 | 18585054414076 | N/A | 0.006875 | 0.4 | 0.55
ALFA II 19 | ALFA II |  |  | 25W | 3000K/3500K/4000K | 2236251D | 8585054414086 | LED2 2236251D ALFA II 19 DALI/PUSH DIM 25W 3CCT 3000K/3500K/4000K | 3684.45 | 3045 | 4 | WHITE | 9016 | METAL/PMMA | PRISMATIC | 220-240V/50-60Hz | 550 mA | DALI/PUSH | N/A | 90+ | < 3 | L80B20 50.000h | 3000lm | 120lm/W |  | N/A | D | < 19 | 60° | IP 54 | d190 mm | N/A | 90 mm | d190x90 mm | N/A | 165 mm | 250x250x110 mm | 2 | 1 | N/A | N/A | 0.006875 | 0.4 | 0.55
ALFA II 19 | ALFA II |  |  | 25W | 3000K/3500K/4000K | 2236251CS | 8585054421343 | LED2 2236251CS ALFA II 19 25W CASAMBI 3000/3500/4000K | 9158.49 | 7569 | 4 | WHITE | 9016 | METAL/PMMA | PRISMATIC | 220-240V/50-60Hz | 550 mA | CASAMBI | N/A | 90+ | < 3 | L80B20 50.000h | 3000lm | 120lm/W |  | N/A | D | < 19 | 60° | IP 54 | d190 mm | N/A | 90 mm | d190x90 mm | N/A | 165 mm | 250x250x110 mm | 2 | 1 | N/A | N/A | 0.006875 | 0.4 | 0.55
ALFA II 24 | ALFA II |  |  | 18/20/23/25W | 3000K/3500K/4000K | 2236351 | 8585054414093 | LED2 2236351 ALFA II 24 18-25W 3CCT 3000K/3500K/4000K | 2421.21 | 2001 | 4 | WHITE | 9016 | METAL/PMMA | PRISMATIC | 220-240V/50-60Hz | 350-580 mA | ON/OFF | N/A | 90+ | < 3 | L80B20 50.000h | 2160-3000lm | 120lm/W |  | N/A | D | < 19 | 60° | IP 54 | d235 mm | N/A | 100 mm | d235x100 mm | N/A | 205 mm | 250x250x110 mm | 2 | 12 | 18585054414090 | N/A | 0.006875 | 0.55 | 0.7
ALFA II 24 | ALFA II |  |  | 25W | 3000K/3500K/4000K | 2236351D | 8585054414109 | LED2 2236351D ALFA II 24 DALI/PUSH DIM 25W 3CCT 3000K/3500K/4000K | 3894.99 | 3219 | 4 | WHITE | 9016 | METAL/PMMA | PRISMATIC | 220-240V/50-60Hz | 550 mA | DALI/PUSH | N/A | 90+ | < 3 | L80B20 50.000h | 3000lm | 120lm/W |  | N/A | D | < 19 | 60° | IP 54 | d235 mm | N/A | 100 mm | d235x100 mm | N/A | 205 mm | 250x250x110 mm | 2 | 1 | N/A | N/A | 0.006875 | 0.55 | 0.7
ALFA II 24 | ALFA II |  |  | 25W | 3000K/3500K/4000K | 2236351CS | 8585054421367 | LED2 2236351CS ALFA II 24 25W CASAMBI 3000/3500/4000K | 9369.03 | 7743 | 4 | WHITE | 9016 | METAL/PMMA | PRISMATIC | 220-240V/50-60Hz | 550 mA | CASAMBI | N/A | 90+ | < 3 | L80B20 50.000h | 3000lm | 120lm/W |  | N/A | D | < 19 | 60° | IP 54 | d235 mm | N/A | 100 mm | d235x100 mm | N/A | 205 mm | 250x250x110 mm | 2 | 1 | N/A | N/A | 0.006875 | 0.55 | 0.7
LENA/NELA 120 SURFACE KIT | LENA/NELA |  |  | N/A | N/A | 1229501 | 8585054412303 | LED2 1229501 LENA 120 SURFACE KIT | 1052.7 | 870 |  | WHITE | 9016 | METAL | N/A | N/A | N/A | N/A | N/A | N/A | N/A | N/A | N/A | N/A | N/A | N/A | N/A | N/A | N/A | IP 40 | N/A | N/A | N/A | N/A | N/A | N/A | 1200x70x35 mm | N/A | 12 | 18585054412300 | N/A | 0.00294 | 1 | 1
LENA/NELA 62 SURFACE KIT | LENA/NELA |  |  | N/A | N/A | 1229601 | 8585054406784 | LED2 1229601 LENA 62 SURFACE KIT | 877.25 | 725 |  | WHITE | 9016 | METAL | N/A | N/A | N/A | N/A | N/A | N/A | N/A | N/A | N/A | N/A | N/A | N/A | N/A | N/A | N/A | IP 40 | N/A | N/A | N/A | N/A | N/A | N/A | 620x70x35 mm | N/A | 12 | 18585054406781 | N/A | 0.001519 | 0.8 | 0.8
LENA/NELA 60 SURFACE KIT | LENA/NELA |  |  | N/A | N/A | 1229901 | 8585054405701 | LED2 1229901 LENA 60 SURFACE KIT | 877.25 | 725 |  | WHITE | 9016 | METAL | N/A | N/A | N/A | N/A | N/A | N/A | N/A | N/A | N/A | N/A | N/A | N/A | N/A | N/A | N/A | IP 40 | N/A | N/A | N/A | N/A | N/A | N/A | 600x70x35 mm | N/A | 12 | 18585054405708 | N/A | 0.00147 | 0.8 | 0.8
LENA II 60 | LENA II |  |  | 32-39W | 4000K | 2221141 | 8585054414314 | LED2 2221141 LENA II 60 32-39W 4000K | 1719.41 | 1421 | 7.5 | WHITE | 9016 | ALUMINIUM/PS | PRISMATIC | 220-240V/50-60Hz | 850-1000 mA | ON/OFF | N/A | 90+ | < 3 | L80B20 50.000h | 4000-4875lm | 125lm/W | 168lm/W | N/A | D | < 16 | 90° | IP 40 | 595 mm | 595 mm | 30 mm | 595x595x30 mm | N/A | 565 x 565 mm | 630x630x35 mm | 3 | 6 | 18585054414311 | N/A | 0.013892 | 1.9 | 2.2
LENA II 60 | LENA II |  |  | 39W | 4000K | 2221141D | 8585054414321 | LED2 2221141D LENA II 60 DALI/PUSH DIM 39W 4000K | 3228.28 | 2668 | 7.5 | WHITE | 9016 | ALUMINIUM/PS | PRISMATIC | 220-240V/50-60Hz | 1000 mA | DALI/PUSH | N/A | 90+ | < 3 | L80B20 50.000h | 4875lm | 125lm/W | 168lm/W | N/A | D | < 16 | 90° | IP 40 | 595 mm | 595 mm | 30 mm | 595x595x30 mm | N/A | 565 x 565 mm | 630x630x35 mm | 3 | 1 | N/A | N/A | 0.013892 | 1.9 | 2.2
LENA II 60 | LENA II |  |  | 39W | 4000K | 2221141DT | 8585054414338 | LED2 2221141DT LENA II 60 TRIAC DIM 39W 4000K | 2947.56 | 2436 | 7.5 | WHITE | 9016 | ALUMINIUM/PS | PRISMATIC | 220-240V/50-60Hz | 1000 mA | TRIAC | N/A | 90+ | < 3 | L80B20 50.000h | 4875lm | 125lm/W | 168lm/W | N/A | D | < 16 | 90° | IP 40 | 595 mm | 595 mm | 30 mm | 595x595x30 mm | N/A | 565 x 565 mm | 630x630x35 mm | 3 | 1 | N/A | N/A | 0.013892 | 1.9 | 2.2
LENA II 60 | LENA II |  |  | 39W | 4000K | 2221141CS | 8585054421381 | LED2 2221141CS LENA II 60 32-39W CASAMBI 4000K | 8702.32 | 7192 | 7.5 | WHITE | 9016 | ALUMINIUM/PS | PRISMATIC | 220-240V/50-60Hz | 1000 mA | CASAMBI | N/A | 90+ | < 3 | L80B20 50.000h | 4875lm | 125lm/W | 168lm/W | N/A | D | < 16 | 90° | IP 40 | 595 mm | 595 mm | 30 mm | 595x595x30 mm | N/A | 565 x 565 mm | 630x630x35 mm | 3 | 1 | N/A | N/A | 0.013892 | 1.9 | 2.2
LENA II 60 | LENA II |  |  | 39W | 4000K | 2221141ZB | 8585054421398 | LED2 2221141ZB LENA II 60 32-39W ZIGBEE 4000K | 4666.97 | 3857 | 7.5 | WHITE | 9016 | ALUMINIUM/PS | PRISMATIC | 220-240V/50-60Hz | 1000 mA | ZIGBEE | N/A | 90+ | < 3 | L80B20 50.000h | 4875lm | 125lm/W | 168lm/W | N/A | D | < 16 | 90° | IP 40 | 595 mm | 595 mm | 30 mm | 595x595x30 mm | N/A | 565 x 565 mm | 630x630x35 mm | 3 | 1 | N/A | N/A | 0.013892 | 1.9 | 2.2
LENA II 62 | LENA II |  |  | 32-39W | 4000K | 2221241 | 8585054414345 | LED2 2221241 LENA II 62 32-39W 4000K | 1719.41 | 1421 | 7.5 | WHITE | 9016 | ALUMINIUM/PS | PRISMATIC | 220-240V/50-60Hz | 850-1000 mA | ON/OFF | N/A | 90+ | < 3 | L80B20 50.000h | 4000-4875lm | 125lm/W | 168lm/W | N/A | D | < 16 | 90° | IP 40 | 620 mm | 620 mm | 30 mm | 620x620x30 mm | N/A | 590 x 590 mm | 630x630x35 mm | 3 | 6 | 18585054414311 | N/A | 0.013892 | 1.9 | 2.2
LENA II 62 | LENA II |  |  | 39W | 4000K | 2221241D | 8585054414352 | LED2 2221241D LENA II 62 DALI/PUSH DIM 39W 4000K | 3228.28 | 2668 | 7.5 | WHITE | 9016 | ALUMINIUM/PS | PRISMATIC | 220-240V/50-60Hz | 1000 mA | DALI/PUSH | N/A | 90+ | < 3 | L80B20 50.000h | 4875lm | 125lm/W | 168lm/W | N/A | D | < 16 | 90° | IP 40 | 620 mm | 620 mm | 30 mm | 620x620x30 mm | N/A | 590 x 590 mm | 630x630x35 mm | 3 | 1 | N/A | N/A | 0.013892 | 1.9 | 2.2
LENA II 62 | LENA II |  |  | 39W | 4000K | 2221241DT | 8585054414369 | LED2 2221241DT LENA II 62 TRIAC DIM 39W 4000K | 2947.56 | 2436 | 7.5 | WHITE | 9016 | ALUMINIUM/PS | PRISMATIC | 220-240V/50-60Hz | 1000 mA | TRIAC | N/A | 90+ | < 3 | L80B20 50.000h | 4875lm | 125lm/W | 168lm/W | N/A | D | < 16 | 90° | IP 40 | 620 mm | 620 mm | 30 mm | 620x620x30 mm | N/A | 590 x 590 mm | 630x630x35 mm | 3 | 1 | N/A | N/A | 0.013892 | 1.9 | 2.2
LENA II 62 | LENA II |  |  | 39W | 4000K | 2221241CS | 8585054421411 | LED2 2221241CS LENA II 62 32-39W CASAMBI 4000K | 8702.32 | 7192 | 7.5 | WHITE | 9016 | ALUMINIUM/PS | PRISMATIC | 220-240V/50-60Hz | 1000 mA | CASAMBI | N/A | 90+ | < 3 | L80B20 50.000h | 4875lm | 125lm/W | 168lm/W | N/A | D | < 16 | 90° | IP 40 | 620 mm | 620 mm | 30 mm | 620x620x30 mm | N/A | 590 x 590 mm | 630x630x35 mm | 3 | 1 | N/A | N/A | 0.013892 | 1.9 | 2.2
LENA II 62 | LENA II |  |  | 39W | 4000K | 2221241ZB | 8585054421428 | LED2 2221241ZB LENA II 62 32-39W ZIGBEE 4000K | 4666.97 | 3857 | 7.5 | WHITE | 9016 | ALUMINIUM/PS | PRISMATIC | 220-240V/50-60Hz | 1000 mA | ZIGBEE | N/A | 90+ | < 3 | L80B20 50.000h | 4875lm | 125lm/W | 168lm/W | N/A | D | < 16 | 90° | IP 40 | 620 mm | 620 mm | 30 mm | 620x620x30 mm | N/A | 590 x 590 mm | 630x630x35 mm | 3 | 1 | N/A | N/A | 0.013892 | 1.9 | 2.2
LENA II 120 | LENA II |  |  | 32-39W | 4000K | 2221341 | 8585054414376 | LED2 2221341 LENA II 120 32-39W 4000K | 1824.68 | 1508 | 7.5 | WHITE | 9016 | ALUMINIUM/PS | PRISMATIC | 220-240V/50-60Hz | 850-1000 mA | ON/OFF | N/A | 90+ | < 3 | L80B20 50.000h | 4000-4875lm | 125lm/W | 168lm/W | N/A | D | < 16 | 90° | IP 40 | 1195 mm | 295 mm | 30 mm | 1195x295x30 mm | N/A | 1165 x 265 mm | 1250x330x35 mm | 3 | 4 | 18585054414311 | N/A | 0.014438 | 1.9 | 2.2
LENA II 120 | LENA II |  |  | 39W | 4000K | 2221341D | 8585054414383 | LED2 2221341D LENA II 120 DALI/PUSH DIM 39W 4000K | 3333.55 | 2755 | 7.5 | WHITE | 9016 | ALUMINIUM/PS | PRISMATIC | 220-240V/50-60Hz | 1000 mA | DALI/PUSH | N/A | 90+ | < 3 | L80B20 50.000h | 4875lm | 125lm/W | 168lm/W | N/A | D | < 16 | 90° | IP 40 | 1195 mm | 295 mm | 30 mm | 1195x295x30 mm | N/A | 1165 x 265 mm | 1250x330x35 mm | 3 | 1 | N/A | N/A | 0.014438 | 1.9 | 2.2
LENA II 120 | LENA II |  |  | 39W | 4000K | 2221341DT | 8585054414390 | LED2 2221341DT LENA II 120 TRIAC DIM 39W 4000K | 3052.83 | 2523 | 7.5 | WHITE | 9016 | ALUMINIUM/PS | PRISMATIC | 220-240V/50-60Hz | 1000 mA | TRIAC | N/A | 90+ | < 3 | L80B20 50.000h | 4875lm | 125lm/W | 168lm/W | N/A | D | < 16 | 90° | IP 40 | 1195 mm | 295 mm | 30 mm | 1195x295x30 mm | N/A | 1165 x 265 mm | 1250x330x35 mm | 3 | 1 | N/A | N/A | 0.014438 | 1.9 | 2.2
LENA II 120 | LENA II |  |  | 39W | 4000K | 2221341CS | 8585054421442 | LED2 2221341CS LENA II 120 32-39W CASAMBI 4000K | 8807.59 | 7279 | 7.5 | WHITE | 9016 | ALUMINIUM/PS | PRISMATIC | 220-240V/50-60Hz | 1000 mA | CASAMBI | N/A | 90+ | < 3 | L80B20 50.000h | 4875lm | 125lm/W | 168lm/W | N/A | D | < 16 | 90° | IP 40 | 1195 mm | 295 mm | 30 mm | 1195x295x30 mm | N/A | 1165 x 265 mm | 1250x330x35 mm | 3 | 1 | N/A | N/A | 0.014438 | 1.9 | 2.2
LENA II 120 | LENA II |  |  | 39W | 4000K | 2221341ZB | 8585054421459 | LED2 2221341ZB LENA II 120 32-39W ZIGBEE 4000K | 6281.11 | 5191 | 7.5 | WHITE | 9016 | ALUMINIUM/PS | PRISMATIC | 220-240V/50-60Hz | 1000 mA | ZIGBEE | N/A | 90+ | < 3 | L80B20 50.000h | 4875lm | 125lm/W | 168lm/W | N/A | D | < 16 | 90° | IP 40 | 1195 mm | 295 mm | 30 mm | 1195x295x30 mm | N/A | 1165 x 265 mm | 1250x330x35 mm | 3 | 1 | N/A | N/A | 0.014438 | 1.9 | 2.2
LENA III 60 | LENA III | NEW |  | 32-39W | 3000K/3500K/4000K | 2222051 | 8585054428960 | LED2 2222051 LENA III 60 32-39W 3000K/3500K/4000K | 1719.41 | 1421 | 7.5 | WHITE | 9016 | ALUMINIUM/PS | PRISMATIC | 220-240V/50-60Hz | 850-1000 mA | ON/OFF | N/A | 90+ | < 3 | L80B20 50.000h | 4160-5070lm | 130lm/W | 175lm/W | N/A | D | < 16 | 90° | IP 40 | 595 mm | 595 mm | 30 mm | 595x595x30 mm | N/A | 565 x 565 mm | 630x630x35 mm | 3 | 6 | 18585054428967 | N/A | 0.013892 | 1.9 | 2.2
LENA III 60 | LENA III | NEW |  | 39W | 3000K/3500K/4000K | 2222051D | 8585054428977 | LED2 2222051D LENA III 60 DALI/PUSH DIM 39W 3000K/3500K/4000K | 3228.28 | 2668 | 7.5 | WHITE | 9016 | ALUMINIUM/PS | PRISMATIC | 220-240V/50-60Hz | 1000 mA | DALI/PUSH | N/A | 90+ | < 3 | L80B20 50.000h | 5070lm | 130lm/W | 175lm/W | N/A | D | < 16 | 90° | IP 40 | 595 mm | 595 mm | 30 mm | 595x595x30 mm | N/A | 565 x 565 mm | 630x630x35 mm | 3 | 1 | N/A | N/A | 0.013892 | 1.9 | 2.2
LENA III 60 | LENA III | NEW |  | 39W | 3000K-4000K | 2222051DTW | 8585054428984 | LED2 2222051DTW LENA III 60 DALI/PUSH TW DIM 39W 3000K-4000K | 3333.55 | 2755 | 7.5 | WHITE | 9016 | ALUMINIUM/PS | PRISMATIC | 220-240V/50-60Hz | 1000 mA | DALI TW/PUSH TW | N/A | 90+ | < 3 | L80B20 50.000h | 5070lm | 130lm/W | 175lm/W | N/A | D | < 16 | 90° | IP 40 | 595 mm | 595 mm | 30 mm | 595x595x30 mm | N/A | 565 x 565 mm | 630x630x35 mm | 3 | 1 | N/A | N/A | 0.013892 | 1.9 | 2.2
LENA III 60 | LENA III | NEW |  | 39W | 3000K/3500K/4000K | 2222051DT | 8585054428991 | LED2 2222051DT LENA III 60 TRIAC DIM 39W 3000K/3500K/4000K | 2842.29 | 2349 | 7.5 | WHITE | 9016 | ALUMINIUM/PS | PRISMATIC | 220-240V/50-60Hz | 950 mA | TRIAC | N/A | 90+ | < 3 | L80B20 50.000h | 5070lm | 130lm/W | 175lm/W | N/A | D | < 16 | 90° | IP 40 | 595 mm | 595 mm | 30 mm | 595x595x30 mm | N/A | 565 x 565 mm | 630x630x35 mm | 3 | 1 | N/A | N/A | 0.013892 | 1.9 | 2.2
LENA III 60 | LENA III | NEW |  | 39W | 3000K-4000K | 2222051CSTW | 8585054429004 | LED2 2222051CSTW LENA III 60 39W CASAMBI TW 3000K-4000K | 8807.59 | 7279 | 7.5 | WHITE | 9016 | ALUMINIUM/PS | PRISMATIC | 220-240V/50-60Hz | 1000 mA | CASAMBI TW | N/A | 90+ | < 3 | L80B20 50.000h | 5070lm | 130lm/W | 175lm/W | N/A | D | < 16 | 90° | IP 40 | 595 mm | 595 mm | 30 mm | 595x595x30 mm | N/A | 565 x 565 mm | 630x630x35 mm | 3 | 1 | N/A | N/A | 0.013892 | 1.9 | 2.2
LENA III 60 | LENA III | NEW |  | 39W | 3000K-4000K | 2222051ZBTW | 8585054429011 | LED2 2222051ZBTW LENA III 60 39W ZIGBEE TW 3000K-4000K | 4000.26 | 3306 | 7.5 | WHITE | 9016 | ALUMINIUM/PS | PRISMATIC | 220-240V/50-60Hz | 1000 mA | ZIGBEE TW | N/A | 90+ | < 3 | L80B20 50.000h | 5070lm | 130lm/W | 175lm/W | N/A | D | < 16 | 90° | IP 40 | 595 mm | 595 mm | 30 mm | 595x595x30 mm | N/A | 565 x 565 mm | 630x630x35 mm | 3 | 1 | N/A | N/A | 0.013892 | 1.9 | 2.2
LENA III 62 | LENA III | NEW |  | 32-39W | 3000K/3500K/4000K | 2222151 | 8585054429028 | LED2 2222151 LENA III 62 32-39W 3000K/3500K/4000K | 1719.41 | 1421 | 7.5 | WHITE | 9016 | ALUMINIUM/PS | PRISMATIC | 220-240V/50-60Hz | 850-1000 mA | ON/OFF | N/A | 90+ | < 3 | L80B20 50.000h | 4160-5070lm | 130lm/W | 175lm/W | N/A | D | < 16 | 90° | IP 40 | 620 mm | 620 mm | 30 mm | 620x620x30 mm | N/A | 590 x 590 mm | 630x630x35 mm | 3 | 6 | 18585054429025 | N/A | 0.013892 | 1.9 | 2.2
LENA III 62 | LENA III | NEW |  | 39W | 3000K/3500K/4000K | 2222151D | 8585054429035 | LED2 2222151D LENA III 62 DALI/PUSH DIM 39W 3000K/3500K/4000K | 3228.28 | 2668 | 7.5 | WHITE | 9016 | ALUMINIUM/PS | PRISMATIC | 220-240V/50-60Hz | 1000 mA | DALI/PUSH | N/A | 90+ | < 3 | L80B20 50.000h | 5070lm | 130lm/W | 175lm/W | N/A | D | < 16 | 90° | IP 40 | 620 mm | 620 mm | 30 mm | 620x620x30 mm | N/A | 590 x 590 mm | 630x630x35 mm | 3 | 1 | N/A | N/A | 0.013892 | 1.9 | 2.2
LENA III 62 | LENA III | NEW |  | 39W | 3000K-4000K | 2222151DTW | 8585054429042 | LED2 2222151DTW LENA III 62 DALI/PUSH TW DIM 39W 3000K-4000K | 3333.55 | 2755 | 7.5 | WHITE | 9016 | ALUMINIUM/PS | PRISMATIC | 220-240V/50-60Hz | 1000 mA | DALI TW/PUSH TW | N/A | 90+ | < 3 | L80B20 50.000h | 5070lm | 130lm/W | 175lm/W | N/A | D | < 16 | 90° | IP 40 | 620 mm | 620 mm | 30 mm | 620x620x30 mm | N/A | 590 x 590 mm | 630x630x35 mm | 3 | 1 | N/A | N/A | 0.013892 | 1.9 | 2.2
LENA III 62 | LENA III | NEW |  | 39W | 3000K/3500K/4000K | 2222151DT | 8585054429059 | LED2 2222151DT LENA III 62 TRIAC DIM 39W 3000K/3500K/4000K | 2842.29 | 2349 | 7.5 | WHITE | 9016 | ALUMINIUM/PS | PRISMATIC | 220-240V/50-60Hz | 950 mA | TRIAC | N/A | 90+ | < 3 | L80B20 50.000h | 5070lm | 130lm/W | 175lm/W | N/A | D | < 16 | 90° | IP 40 | 620 mm | 620 mm | 30 mm | 620x620x30 mm | N/A | 590 x 590 mm | 630x630x35 mm | 3 | 1 | N/A | N/A | 0.013892 | 1.9 | 2.2
LENA III 62 | LENA III | NEW |  | 39W | 3000K-4000K | 2222151CSTW | 8585054429066 | LED2 2222151CSTW LENA III 62 39W CASAMBI TW 3000K-4000K | 8807.59 | 7279 | 7.5 | WHITE | 9016 | ALUMINIUM/PS | PRISMATIC | 220-240V/50-60Hz | 1000 mA | CASAMBI TW | N/A | 90+ | < 3 | L80B20 50.000h | 5070lm | 130lm/W | 175lm/W | N/A | D | < 16 | 90° | IP 40 | 620 mm | 620 mm | 30 mm | 620x620x30 mm | N/A | 590 x 590 mm | 630x630x35 mm | 3 | 1 | N/A | N/A | 0.013892 | 1.9 | 2.2
LENA III 62 | LENA III | NEW |  | 39W | 3000K-4000K | 2222151ZBTW | 8585054429073 | LED2 2222051ZBTW LENA III 62 39W ZIGBEE TW 3000K-4000K | 4000.26 | 3306 | 7.5 | WHITE | 9016 | ALUMINIUM/PS | PRISMATIC | 220-240V/50-60Hz | 1000 mA | ZIGBEE TW | N/A | 90+ | < 3 | L80B20 50.000h | 5070lm | 130lm/W | 175lm/W | N/A | D | < 16 | 90° | IP 40 | 620 mm | 620 mm | 30 mm | 620x620x30 mm | N/A | 590 x 590 mm | 630x630x35 mm | 3 | 1 | N/A | N/A | 0.013892 | 1.9 | 2.2
LENA III 120 | LENA III | NEW |  | 32-39W | 3000K/3500K/4000K | 2222251 | 8585054429080 | LED2 2222251 LENA III 120 32-39W 3000K/3500K/4000K | 1824.68 | 1508 | 7.5 | WHITE | 9016 | ALUMINIUM/PS | PRISMATIC | 220-240V/50-60Hz | 850-1000 mA | ON/OFF | N/A | 90+ | < 3 | L80B20 50.000h | 4160-5070lm | 130lm/W | 175lm/W | N/A | D | < 16 | 90° | IP 40 | 1195 mm | 295 mm | 30 mm | 1195x295x30 mm | N/A | 1165 x 265 mm | 1250x330x35 mm | 3 | 4 | 18585054429087 | N/A | 0.014438 | 1.9 | 2.2
LENA III 120 | LENA III | NEW |  | 39W | 3000K/3500K/4000K | 2222251D | 8585054429097 | LED2 2222251D LENA III 120 DALI/PUSH DIM 39W 3000K/3500K/4000K | 3333.55 | 2755 | 7.5 | WHITE | 9016 | ALUMINIUM/PS | PRISMATIC | 220-240V/50-60Hz | 1000 mA | DALI/PUSH | N/A | 90+ | < 3 | L80B20 50.000h | 5070lm | 130lm/W | 175lm/W | N/A | D | < 16 | 90° | IP 40 | 1195 mm | 295 mm | 30 mm | 1195x295x30 mm | N/A | 1165 x 265 mm | 1250x330x35 mm | 3 | 1 | N/A | N/A | 0.014438 | 1.9 | 2.2
LENA III 120 | LENA III | NEW |  | 39W | 3000K-4000K | 2222251DTW | 8585054429103 | LED2 2222251DTW LENA III 120 DALI/PUSH TW DIM 39W 3000K-4000K | 3438.82 | 2842 | 7.5 | WHITE | 9016 | ALUMINIUM/PS | PRISMATIC | 220-240V/50-60Hz | 1000 mA | DALI TW/PUSH TW | N/A | 90+ | < 3 | L80B20 50.000h | 5070lm | 130lm/W | 175lm/W | N/A | D | < 16 | 90° | IP 40 | 1195 mm | 295 mm | 30 mm | 1195x295x30 mm | N/A | 1165 x 265 mm | 1250x330x35 mm | 3 | 1 | N/A | N/A | 0.014438 | 1.9 | 2.2
LENA III 120 | LENA III | NEW |  | 39W | 3000K/3500K/4000K | 2222251DT | 8585054429110 | LED2 2222251DT LENA III 120 TRIAC DIM 39W 3000K/3500K/4000K | 2947.56 | 2436 | 7.5 | WHITE | 9016 | ALUMINIUM/PS | PRISMATIC | 220-240V/50-60Hz | 950 mA | TRIAC | N/A | 90+ | < 3 | L80B20 50.000h | 5070lm | 130lm/W | 175lm/W | N/A | D | < 16 | 90° | IP 40 | 1195 mm | 295 mm | 30 mm | 1195x295x30 mm | N/A | 1165 x 265 mm | 1250x330x35 mm | 3 | 1 | N/A | N/A | 0.014438 | 1.9 | 2.2
LENA III 120 | LENA III | NEW |  | 39W | 3000K-4000K | 2222251CSTW | 8585054429127 | LED2 2222251CSTW LENA III 120 39W CASAMBI TW 3000K-4000K | 8912.86 | 7366 | 7.5 | WHITE | 9016 | ALUMINIUM/PS | PRISMATIC | 220-240V/50-60Hz | 1000 mA | CASAMBI TW | N/A | 90+ | < 3 | L80B20 50.000h | 5070lm | 130lm/W | 175lm/W | N/A | D | < 16 | 90° | IP 40 | 1195 mm | 295 mm | 30 mm | 1195x295x30 mm | N/A | 1165 x 265 mm | 1250x330x35 mm | 3 | 1 | N/A | N/A | 0.014438 | 1.9 | 2.2
LENA III 120 | LENA III | NEW |  | 39W | 3000K-4000K | 2222251ZBTW | 8585054429134 | LED2 2222251ZBTW LENA III 120 39W ZIGBEE TW 3000K-4000K | 4105.53 | 3393 | 7.5 | WHITE | 9016 | ALUMINIUM/PS | PRISMATIC | 220-240V/50-60Hz | 1000 mA | ZIGBEE TW | N/A | 90+ | < 3 | L80B20 50.000h | 5070lm | 130lm/W | 175lm/W | N/A | D | < 16 | 90° | IP 40 | 1195 mm | 295 mm | 30 mm | 1195x295x30 mm | N/A | 1165 x 265 mm | 1250x330x35 mm | 3 | 1 | N/A | N/A | 0.014438 | 1.9 | 2.2
NELA 60 | NELA | NEW | YES | 33W | 4000K | E2237041 | 8585054429639 | LED2 E2237041 NELA 60 33W 4000K | 1052.7 | 870 | 7.5 | WHITE | 9016 | SPCC/PS | OPAL | 220-240V/50-60Hz | 850 mA | ON/OFF | N/A | 80+ | < 3 | L80B20 50.000h | 3960lm | 120lm/W |  | N/A | E | N/A | 120° | IP40 | 595 mm | 595 mm | 25 mm | 595x595x25 mm | N/A | 570x570 mm | 605x660x30 mm | 2 | 6 | 18585054429636 | N/A | 0.011979 | 1.9 | 2
NELA 60 | NELA | NEW | YES | 33W | 4000K | E2237041D | 8585054429769 | LED2 E2237041D NELA 60 DALI/PUSH DIM 33W 4000K | 2561.57 | 2117 | 7.5 | WHITE | 9016 | SPCC/PS | OPAL | 220-240V/50-60Hz | 850 mA | DALI/PUSH | N/A | 80+ | < 3 | L80B20 50.000h | 3960lm | 120lm/W |  | N/A | E | N/A | 120° | IP40 | 595 mm | 595 mm | 25 mm | 595x595x25 mm | N/A | 570x570 mm | 605x660x30 mm | 2 | 1 | N/A | N/A | 0.011979 | 1.9 | 2
NELA 60 UGR | NELA | NEW | YES | 33W | 4000K | E2237141 | 8585054429646 | LED2 E2237141 NELA 60 UGR 33W 4000K | 1193.06 | 986 | 7.5 | WHITE | 9016 | SPCC/PS | PRISMATIC | 220-240V/50-60Hz | 850 mA | ON/OFF | N/A | 80+ | < 3 | L80B20 50.000h | 3630lm | 110lm/W |  | N/A | E | < 19 | 90° | IP40 | 595 mm | 595 mm | 25 mm | 595x595x25 mm | N/A | 570x570 mm | 605x660x30 mm | 2 | 6 | 18585054429643 | N/A | 0.011979 | 1.9 | 2
NELA 60 UGR | NELA | NEW | YES | 33W | 4000K | E2237141D | 8585054429776 | LED2 E2237141D NELA 60 UGR DALI/PUSH DIM 33W 4000K | 2701.93 | 2233 | 7.5 | WHITE | 9016 | SPCC/PS | PRISMATIC | 220-240V/50-60Hz | 850 mA | DALI/PUSH | N/A | 80+ | < 3 | L80B20 50.000h | 3630lm | 110lm/W |  | N/A | E | < 19 | 90° | IP40 | 595 mm | 595 mm | 25 mm | 595x595x25 mm | N/A | 570x570 mm | 605x660x30 mm | 2 | 1 | N/A | N/A | 0.011979 | 1.9 | 2
NELA 62 | NELA | NEW | YES | 33W | 4000K | E2237441 | 8585054429745 | LED2 E2237441 NELA 62 33W 4000K | 1193.06 | 986 | 7.5 | WHITE | 9016 | SPCC/PS | OPAL | 220-240V/50-60Hz | 850 mA | ON/OFF | N/A | 80+ | < 3 | L80B20 50.000h | 3960lm | 120lm/W |  | N/A | E | N/A | 120° | IP40 | 620 mm | 620 mm | 25 mm | 620x620x25 mm | N/A | 590x590 mm | 630x660x30 mm | 2 | 6 | 18585054429742 | N/A | 0.012474 | 1.9 | 2
NELA 62 | NELA | NEW | YES | 33W | 4000K | E2237441D | 8585054429783 | LED2 E2237441D NELA 62 DALI/PUSH DIM 33W 4000K | 2701.93 | 2233 | 7.5 | WHITE | 9016 | SPCC/PS | OPAL | 220-240V/50-60Hz | 850 mA | DALI/PUSH | N/A | 80+ | < 3 | L80B20 50.000h | 3960lm | 120lm/W |  | N/A | E | N/A | 120° | IP40 | 620 mm | 620 mm | 25 mm | 620x620x25 mm | N/A | 590x590 mm | 630x660x30 mm | 2 | 1 | N/A | N/A | 0.012474 | 1.9 | 2
NELA 62 UGR | NELA | NEW | YES | 33W | 4000K | E2237541 | 8585054429752 | LED2 E2237541 NELA 62 UGR 33W 4000K | 1333.42 | 1102 | 7.5 | WHITE | 9016 | SPCC/PS | PRISMATIC | 220-240V/50-60Hz | 850 mA | ON/OFF | N/A | 80+ | < 3 | L80B20 50.000h | 3630lm | 110lm/W |  | N/A | E | < 19 | 90° | IP40 | 620 mm | 620 mm | 25 mm | 620x620x25 mm | N/A | 590x590 mm | 630x660x30 mm | 2 | 6 | 18585054429759 | N/A | 0.012474 | 1.9 | 2
NELA 62 UGR | NELA | NEW | YES | 33W | 4000K | E2237541D | 8585054429790 | LED2 E2237541D NELA 62 UGR DALI/PUSH DIM 33W 4000K | 2842.29 | 2349 | 7.5 | WHITE | 9016 | SPCC/PS | PRISMATIC | 220-240V/50-60Hz | 850 mA | DALI/PUSH | N/A | 80+ | < 3 | L80B20 50.000h | 3630lm | 110lm/W |  | N/A | E | < 19 | 90° | IP40 | 620 mm | 620 mm | 25 mm | 620x620x25 mm | N/A | 590x590 mm | 630x660x30 mm | 2 | 1 | N/A | N/A | 0.012474 | 1.9 | 2
NELA 120 | NELA | NEW | YES | 33W | 4000K | E2237241 | 8585054429653 | LED2 E2237241 NELA 120 33W 4000K | 1193.06 | 986 | 7.5 | WHITE | 9016 | SPCC/PS | OPAL | 220-240V/50-60Hz | 850 mA | ON/OFF | N/A | 80+ | < 3 | L80B20 50.000h | 3960lm | 120lm/W |  | N/A | E | N/A | 120° | IP40 | 1195 mm | 295 mm | 25 mm | 1195x295x25 mm | N/A | 1170x270 mm | 305x1270x30 mm | 2 | 6 | 18585054429650 | N/A | 0.011621 | 1.9 | 2
NELA 120 | NELA | NEW | YES | 33W | 4000K | E2237241D | 8585054429806 | LED2 E2237241D NELA 120 DALI/PUSH DIM 33W 4000K | 2701.93 | 2233 | 7.5 | WHITE | 9016 | SPCC/PS | OPAL | 220-240V/50-60Hz | 850 mA | DALI/PUSH | N/A | 80+ | < 3 | L80B20 50.000h | 3960lm | 120lm/W |  | N/A | E | N/A | 120° | IP40 | 1195 mm | 295 mm | 25 mm | 1195x295x25 mm | N/A | 1170x270 mm | 305x1270x30 mm | 2 | 1 | N/A | N/A | 0.011621 | 1.9 | 2
NELA 120 UGR | NELA | NEW | YES | 33W | 4000K | E2237341 | 8585054429660 | LED2 E2237341 NELA 120 UGR 33W 4000K | 1333.42 | 1102 | 7.5 | WHITE | 9016 | SPCC/PS | PRISMATIC | 220-240V/50-60Hz | 850 mA | ON/OFF | N/A | 80+ | < 3 | L80B20 50.000h | 3630lm | 110lm/W |  | N/A | E | < 19 | 90° | IP40 | 1195 mm | 295 mm | 25 mm | 1195x295x25 mm | N/A | 1170x270 mm | 305x1270x30 mm | 2 | 6 | 18585054429667 | N/A | 0.011621 | 1.9 | 2
NELA 120 UGR | NELA | NEW | YES | 33W | 4000K | E2237341D | 8585054429813 | LED2 E2237341D NELA 120 UGR DALI/PUSH DIM 33W 4000K | 2842.29 | 2349 | 7.5 | WHITE | 9016 | SPCC/PS | PRISMATIC | 220-240V/50-60Hz | 850 mA | DALI/PUSH | N/A | 80+ | < 3 | L80B20 50.000h | 3630lm | 110lm/W |  | N/A | E | < 19 | 90° | IP40 | 1195 mm | 295 mm | 25 mm | 1195x295x25 mm | N/A | 1170x270 mm | 305x1270x30 mm | 2 | 1 | N/A | N/A | 0.011621 | 1.9 | 2
LENA II EMERGENCY KIT | LENA II-II |  |  | 3W | N/A | 6229101 | 8585054422630 | LED2 6229101 LENA II-III EMERGENCY KIT 3W Emergency 3h | 2947.56 | 2436 | 4 | N/A | N/A | N/A | N/A | 6,4V/2,2Ah LiFePO4 | N/A | N/A | N/A | N/A | N/A | N/A | N/A | N/A | N/A | 3h/3W/120lm | N/A | N/A | N/A | IP 20 | 212 mm | 73 mm | 28 mm | 212x73x28 mm | N/A | N/A | 300x150x30 mm | 2 | 20 | 18585054422637 | N/A | 0.00135 | 0.45 | 0.5
LENA SDK KIT | LENA |  |  | N/A | N/A | 2229701 | 8585054405725 | LED2 2229701 LENA SDK KIT | 175.45 | 145 |  | STAINLESS | N/A | METAL | N/A | N/A | N/A | N/A | N/A | N/A | N/A | N/A | N/A | N/A | N/A | N/A | N/A | N/A | N/A | IP 40 | N/A | N/A | N/A | N/A | N/A | N/A | 50x50x20 mm | N/A | 450 | 18585054405722 | N/A | 5e-05 | 0.1 | 0.1
LENA SUSPENSION KIT | LENA |  |  | N/A | N/A | 3229801 | 8585054405718 | LED2 3229801 LENA SUSPENSION KIT | 315.81 | 261 |  | STAINLESS | N/A | METAL | N/A | N/A | N/A | N/A | N/A | N/A | N/A | N/A | N/A | N/A | N/A | N/A | N/A | N/A | N/A | IP 40 | N/A | N/A | N/A | N/A | 2500 mm | N/A | 100x120x20 mm | N/A | 450 | 18585054405715 | N/A | 0.00024 | 0.15 | 0.15
DUSTER II 120 | DUSTER II |  |  | 20-35W | 4000K | 1220541 | 8585054405206 | LED2 1220541 DUSTER II 120 20-35W 4000K | 1579.05 | 1305 | 7.5 | GREY | 7038 | PC/PC | FROSTED | 220-240V/50-60Hz | 200-350 mA | ON/OFF | N/A | 80+ | < 3 | L80B20 50.000h | 3150-5150lm | 150lm/W | 166lm/W | N/A | D | < 22 | 160° | IP 66 | 1220 mm | 85 mm | 80 mm | 1220x85x80 mm | N/A | N/A | 1230x90x85 mm | 1 | 9 | 18585054405203 | N/A | 0.00941 | 1.4 | 1.8
DUSTER II 120 | DUSTER II |  |  | 20-35W | 4000K | 1220541EM | 8585054407972 | LED2 1220541EM DUSTER II 120 20-35W 4000K EMERGENCY 3h | 4175.71 | 3451 | 7.5 | GREY | 7038 | PC/PC | FROSTED | 220-240V/50-60Hz | 200-350 mA | ON/OFF | N/A | 80+ | < 3 | L80B20 50.000h | 3150-5150lm | 150lm/W | 166lm/W | 3h/4W/140lm | D | < 22 | 160° | IP 66 | 1220 mm | 85 mm | 80 mm | 1220x85x80 mm | N/A | N/A | 1230x90x85 mm | 1 | 9 | 18585054407979 | N/A | 0.00941 | 1.4 | 1.8
DUSTER II 120 | DUSTER II |  |  | 35W | 4000K | 1220541D | 8585054406791 | LED2 1220541D DUSTER II 120 DALI/PUSH DIM 35W 4000K | 3158.1 | 2610 | 7.5 | GREY | 7038 | PC/PC | FROSTED | 220-240V/50-60Hz | 350 mA | DALI/PUSH | N/A | 80+ | < 3 | L80B20 50.000h | 5150lm | 150lm/W |  | N/A | D | < 22 | 160° | IP 66 | 1220 mm | 85 mm | 80 mm | 1220x85x80 mm | N/A | N/A | 1230x90x85 mm | 1 | 9 | 18585054406798 | N/A | 0.00941 | 1.4 | 1.8
DUSTER II 120 | DUSTER II |  |  | 35W | 4000K | 1220541CS | 8585054421473 | LED2 1220541CS DUSTER II 120 35W CASAMBI 4000K | 8632.14 | 7134 | 7.5 | GREY | 7038 | PC/PC | FROSTED | 220-240V/50-60Hz | 350 mA | CASAMBI | N/A | 80+ | < 3 | L80B20 50.000h | 5150lm | 150lm/W |  | N/A | D | < 22 | 160° | IP 66 | 1220 mm | 85 mm | 80 mm | 1220x85x80 mm | N/A | N/A | 1230x90x85 mm | 1 | 1 | N/A | N/A | 0.00941 | 1.4 | 1.8
DUSTER II 120 | DUSTER II |  |  | 35W | 4000K | 1220541ZB | 8585054421480 | LED2 1220541ZB DUSTER II 120 35W ZIGBEE 4000K | 6140.75 | 5075 | 7.5 | GREY | 7038 | PC/PC | FROSTED | 220-240V/50-60Hz | 350 mA | ZIGBEE | N/A | 80+ | < 3 | L80B20 50.000h | 5150lm | 150lm/W |  | N/A | D | < 22 | 160° | IP 66 | 1220 mm | 85 mm | 80 mm | 1220x85x80 mm | N/A | N/A | 1230x90x85 mm | 1 | 1 | N/A | N/A | 0.00941 | 1.4 | 1.8
DUSTER II 150 | DUSTER II |  |  | 29-52W | 4000K | 1220641 | 8585054405213 | LED2 1220641 DUSTER II 150 29-52W 4000K | 1929.95 | 1595 | 7.5 | GREY | 7038 | PC/PC | FROSTED | 220-240V/50-60Hz | 200-350 mA | ON/OFF | N/A | 80+ | < 3 | L80B20 50.000h | 4550-7500lm | 150lm/W | 166lm/W | N/A | D | < 22 | 160° | IP 66 | 1520 mm | 85 mm | 80 mm | 1520x85x80 mm | N/A | N/A | 1530x90x85 mm | 1 | 9 | 18585054405210 | N/A | 0.011705 | 1.7 | 2.2
DUSTER II 150 | DUSTER II |  |  | 29-52W | 4000K | 1220641EM | 8585054407989 | LED2 1220641EM DUSTER II 150 29-52W 4000K EMERGENCY 3h | 4316.07 | 3567 | 7.5 | GREY | 7038 | PC/PC | FROSTED | 220-240V/50-60Hz | 200-350 mA | ON/OFF | N/A | 80+ | < 3 | L80B20 50.000h | 4550-7500lm | 150lm/W | 166lm/W | 3h/4W/140lm | D | < 22 | 160° | IP 66 | 1520 mm | 85 mm | 80 mm | 1520x85x80 mm | N/A | N/A | 1530x90x85 mm | 1 | 9 | 18585054407986 | N/A | 0.011705 | 1.7 | 2.2
DUSTER II 150 | DUSTER II |  |  | 52W | 4000K | 1220641D | 8585054406807 | LED2 1220641D DUSTER II 150 DALI/PUSH DIM 52W 4000K | 3509 | 2900 | 7.5 | GREY | 7038 | PC/PC | FROSTED | 220-240V/50-60Hz | 350 mA | DALI/PUSH | N/A | 80+ | < 3 | L80B20 50.000h | 7500lm | 150lm/W |  | N/A | D | < 22 | 160° | IP 66 | 1520 mm | 85 mm | 80 mm | 1520x85x80 mm | N/A | N/A | 1530x90x85 mm | 1 | 9 | 18585054406804 | N/A | 0.011705 | 1.7 | 2.2
DUSTER II 150 | DUSTER II |  |  | 52W | 4000K | 1220641CS | 8585054421503 | LED2 1220641CS DUSTER II 150 52W CASAMBI 4000K | 8983.04 | 7424 | 7.5 | GREY | 7038 | PC/PC | FROSTED | 220-240V/50-60Hz | 350 mA | CASAMBI | N/A | 80+ | < 3 | L80B20 50.000h | 7500lm | 150lm/W |  | N/A | D | < 22 | 160° | IP 66 | 1520 mm | 85 mm | 80 mm | 1520x85x80 mm | N/A | N/A | 1530x90x85 mm | 1 | 1 | N/A | N/A | 0.011705 | 1.7 | 2.2
DUSTER II 150 | DUSTER II |  |  | 52W | 4000K | 1220641ZB | 8585054421510 | LED2 1220641ZB DUSTER II 150 52W ZIGBEE 4000K | 6491.65 | 5365 | 7.5 | GREY | 7038 | PC/PC | FROSTED | 220-240V/50-60Hz | 350 mA | ZIGBEE | N/A | 80+ | < 3 | L80B20 50.000h | 7500lm | 150lm/W |  | N/A | D | < 22 | 160° | IP 66 | 1520 mm | 85 mm | 80 mm | 1520x85x80 mm | N/A | N/A | 1530x90x85 mm | 1 | 1 | N/A | N/A | 0.011705 | 1.7 | 2.2
DUSTER III 120 | DUSTER III | NEW |  | 20-35W | 3000K/3500K/4000K | 1221851 | 8585054428595 | LED2 1221851 DUSTER III 120 20-35W 3000K/3500K/4000K | 1929.95 | 1595 | 7.5 | GREY | 7038 | PC/PC | FROSTED | 220-240V/50-60Hz | 200-350 mA | ON/OFF | N/A | 80+ | < 3 | L80B20 50.000h | 3150-5150lm | 150lm/W | 166lm/W | N/A | D | < 22 | 160° | IP 66 | 1220 mm | 85 mm | 80 mm | 1220x85x80 mm | N/A | N/A | 1230x90x85 mm | 1 | 9 | 18585054428592 | N/A | 0.00941 | 1.4 | 1.8
DUSTER III 120 | DUSTER III | NEW |  | 20-35W | 3000K/3500K/4000K | 1221851EM | 8585054428601 | LED2 1221851EM DUSTER III 120 20-35W 3000K/3500K/4000K EMERGENCY 3h | 4526.61 | 3741 | 7.5 | GREY | 7038 | PC/PC | FROSTED | 220-240V/50-60Hz | 200-350 mA | ON/OFF | N/A | 80+ | < 3 | L80B20 50.000h | 3150-5150lm | 150lm/W | 166lm/W | 3h/4W/140lm | D | < 22 | 160° | IP 66 | 1220 mm | 85 mm | 80 mm | 1220x85x80 mm | N/A | N/A | 1230x90x85 mm | 1 | 9 | 18585054428608 | N/A | 0.00941 | 1.4 | 1.8
DUSTER III 120 | DUSTER III | NEW |  | 35W | 3000K/3500K/4000K | 1221851D | 8585054428618 | LED2 1221851D DUSTER III 120 DALI/PUSH DIM 35W 3000K/3500K/4000K | 3509 | 2900 | 7.5 | GREY | 7038 | PC/PC | FROSTED | 220-240V/50-60Hz | 350 mA | DALI/PUSH | N/A | 80+ | < 3 | L80B20 50.000h | 5150lm | 150lm/W | 166lm/W | N/A | D | < 22 | 160° | IP 66 | 1220 mm | 85 mm | 80 mm | 1220x85x80 mm | N/A | N/A | 1230x90x85 mm | 1 | 9 | 18585054428615 | N/A | 0.00941 | 1.4 | 1.8
DUSTER III 150 | DUSTER III | NEW |  | 29-52W | 3000K/3500K/4000K | 1221951 | 8585054428625 | LED2 1221951 DUSTER III 150 29-52W 3000K/3500K/4000K | 2280.85 | 1885 | 7.5 | GREY | 7038 | PC/PC | FROSTED | 220-240V/50-60Hz | 200-350 mA | ON/OFF | N/A | 80+ | < 3 | L80B20 50.000h | 4550-7500lm | 150lm/W | 166lm/W | N/A | D | < 22 | 160° | IP 66 | 1520 mm | 85 mm | 80 mm | 1520x85x80 mm | N/A | N/A | 1530x90x85 mm | 1 | 9 | 18585054428622 | N/A | 0.011705 | 1.7 | 2.2
DUSTER III 150 | DUSTER III | NEW |  | 29-52W | 3000K/3500K/4000K | 1221951EM | 8585054428632 | LED2 1221951EM DUSTER III 150 29-52W 3000K/3500K/4000K EMERGENCY 3h | 4666.97 | 3857 | 7.5 | GREY | 7038 | PC/PC | FROSTED | 220-240V/50-60Hz | 200-350 mA | ON/OFF | N/A | 80+ | < 3 | L80B20 50.000h | 4550-7500lm | 150lm/W | 166lm/W | 3h/4W/140lm | D | < 22 | 160° | IP 66 | 1520 mm | 85 mm | 80 mm | 1520x85x80 mm | N/A | N/A | 1530x90x85 mm | 1 | 9 | 18585054428639 | N/A | 0.011705 | 1.7 | 2.2
DUSTER III 150 | DUSTER III | NEW |  | 52W | 3000K/3500K/4000K | 1221951D | 8585054428649 | LED2 1221951D DUSTER III 150 DALI/PUSH DIM 52W 3000K/3500K/4000K | 3859.9 | 3190 | 7.5 | GREY | 7038 | PC/PC | FROSTED | 220-240V/50-60Hz | 350 mA | DALI/PUSH | N/A | 80+ | < 3 | L80B20 50.000h | 7500lm | 150lm/W | 166lm/W | N/A | D | < 22 | 160° | IP 66 | 1520 mm | 85 mm | 80 mm | 1520x85x80 mm | N/A | N/A | 1530x90x85 mm | 1 | 9 | 18585054428646 | N/A | 0.011705 | 1.7 | 2.2
DUSTER II-III HF SENSOR KIT | DUSTER II-III |  |  | N/A | N/A | 6229400 | 8585054407064 | LED2 6229400 DUSTER II-III HF SENSOR KIT | 807.07 | 667 |  | N/A | N/A | METAL | N/A | 220-240V/50-60Hz | N/A | N/A | HF | N/A | N/A | N/A | N/A | N/A | N/A | N/A | N/A | N/A | N/A | IP 20 | N/A | N/A | N/A | N/A | N/A | N/A | N/A | N/A | 1 | N/A | N/A | N/A | 0.1 | 0.1
DUSTER II-III SUSPENSION KIT | DUSTER II-III |  |  | N/A | N/A | 6990106 | 8585054409556 | LED2 6990106 DUSTER II-III SUSPENSION KIT | 526.35 | 435 |  | N/A | N/A | STEEL | N/A | N/A | N/A | N/A | N/A | N/A | N/A | N/A | N/A | N/A | N/A | N/A | N/A | N/A | N/A | N/A | N/A | N/A | N/A | N/A | 2500 mm | N/A | 100x100x20 mm | N/A | 1 | N/A | N/A | 0.0002 | 0.1 | 0.1
HULK 120 | HULK | NEW | YES | 22-40W | 4000K | E1240441 | 8585054429677 | LED2 E1240441 HULK 120 22-40W 4000K | 1228.15 | 1015 | 7.5 | GREY | 7038 | PC/PC | FROSTED | 220-240V/50-60Hz | 350 mA | ON/OFF | N/A | 80+ | < 3 | L80B20 50.000h | 5600lm | 140lm/W |  | N/A | D | < 22 | 160° | IP 65 | 1200 mm | 77 mm | 75 mm | 1200x77x75 mm | N/A | N/A | 1210x81x79 mm | 1 | 12 | 18585054429674 | N/A | 0.007743 | 1.3 | 1.5
HULK 120 | HULK | NEW | YES | 40W | 4000K | E1240441D | 8585054429844 | LED2 E1240441D HULK 120 DALI/PUSH DIM 40W 4000K | 2807.2 | 2320 | 7.5 | GREY | 7038 | PC/PC | FROSTED | 220-240V/50-60Hz | 350 mA | DALI/PUSH | N/A | 80+ | < 3 | L80B20 50.000h | 5600lm | 140lm/W |  | N/A | D | < 22 | 160° | IP 65 | 1200 mm | 77 mm | 75 mm | 1200x77x75 mm | N/A | N/A | 1210x81x79 mm | 1 | 1 | N/A | N/A | 0.007743 | 1.3 | 1.5
HULK 150 | HULK | NEW | YES | 29-50W | 4000K | E1240541 | 8585054429684 | LED2 E1240541 HULK 150 29-50W 4000K | 1579.05 | 1305 | 7.5 | GREY | 7038 | PC/PC | FROSTED | 220-240V/50-60Hz | 350 mA | ON/OFF | N/A | 80+ | < 3 | L80B20 50.000h | 7000lm | 140lm/W |  | N/A | D | < 22 | 160° | IP 65 | 1500 mm | 77 mm | 75 mm | 1500x77x75 mm | N/A | N/A | 1510x81x79 mm | 1 | 9 | 18585054429681 | N/A | 0.009662 | 1.5 | 1.8
HULK 150 | HULK | NEW | YES | 50W | 4000K | E1240541D | 8585054429851 | LED2 E1240541D HULK 150 DALI/PUSH DIM 50W 4000K | 3158.1 | 2610 | 7.5 | GREY | 7038 | PC/PC | FROSTED | 220-240V/50-60Hz | 350 mA | DALI/PUSH | N/A | 80+ | < 3 | L80B20 50.000h | 7000lm | 140lm/W |  | N/A | D | < 22 | 160° | IP 65 | 1500 mm | 77 mm | 75 mm | 1500x77x75 mm | N/A | N/A | 1510x81x79 mm | 1 | 1 | N/A | N/A | 0.009662 | 1.5 | 1.8
LEO II 120 | LEO II |  |  | 40W | 3000K/4000K/5700K | 1240251 | 8585054412297 | LED2 1240251 LEO II 120 40W 3000K/4000K/5700K | 1579.05 | 1305 | 7.5 | GREY | 7047 | PC/PC | OPAL | 220-240V/50-60Hz | fixed / not changeable | ON/OFF | N/A | 80+ | < 3 | L80B20 50.000h | 4400lm | 110lm/W |  | N/A | E | N/A | 120° | IP 66 | 1260 mm | 70 mm | 57 mm | 1260x70x57 mm | N/A | N/A | 1400x75x60 mm | 2 | 12 | 18585054412294 | N/A | 0.0063 | 0.65 | 0.85
LEO II 120 LK | LEO II |  |  | 40W | 3000K/4000K/5700K | 1240351 | 8585054422692 | LED2 1240351 LEO II 120 LK 40W 3000K/4000K/5700K | 1684.32 | 1392 | 7.5 | GREY | 7047 | PC/PC | OPAL | 220-240V/50-60Hz | fixed / not changeable | ON/OFF | N/A | 80+ | < 3 | L80B20 50.000h | 4400lm | 110lm/W |  | N/A | E | N/A | 120° | IP 66 | 1330 mm | 70 mm | 57 mm | 1330x70x57 mm | N/A | N/A | 1400x75x60 mm | 2 | 12 | 18585054422699 | N/A | 0.0063 | 0.65 | 0.85
LIGA 120 LK | LIGA | NEW | YES | 40W | 4000K | E1240641 | 8585054429691 | LED2 E1240641 LIGA 120 LK 40W 4000K | 1508.87 | 1247 | 7.5 | WHITE | 9003 | PC/PC | OPAL | 220-240V/50-60Hz | 350 mA | ON/OFF | N/A | 80+ | < 3 | L80B20 50.000h | 5200lm | 130lm/W |  | N/A | E | N/A | 120° | IP 66 | 1270 mm | 58 mm | 68 mm | 1270x58x68 mm | N/A | N/A | 1350x62x72 mm | 2 | 12 | 18585054429698 | N/A | 0.006026 | 1.3 | 1.5
HBAY 31 | HBAY |  |  | 100-200W | 4000K | 3450143DA | 8585054422647 | LED2 3450143DA HBAY 31 100-200W 0-10V 4000K | 3859.9 | 3190 | 4 | BLACK | 9017 | ALUMINIUM/PC | FROSTED | 220-240V/50-60Hz | 500-1000 mA | 0-10V | N/A | 80+ | < 3 | L80B20 100.000h | 16500-33000lm | 165lm/W | 218lm/W | N/A | A | N/A | 90° | IP 65 | d310 mm | N/A | 175 mm | d310x175 mm | N/A | N/A | 360x360x190 mm | 1 | 1 | N/A | N/A | 0.024624 | 2.4 | 3.5
HBAY II 31 | HBAY II | NEW |  | 100-200W | 4000K/5000K | 3450153DA | 8585054429530 | LED2 3450153DA HBAY II 31 100-200W 0-10V 4000K/5000K | 4491.52 | 3712 | 4 | BLACK | 9017 | ALUMINIUM/PC | FROSTED | 220-240V/50-60Hz | 500-1000 mA | 0-10V | N/A | 80+ | < 3 | L80B20 100.000h | 16500-33000lm | 165lm/W | 218lm/W | N/A | A | N/A | 90° | IP 65 | d310 mm | N/A | 175 mm | d310x175 mm | N/A | N/A | 360x360x190 mm | 1 | 1 | N/A | N/A | 0.024624 | 2.4 | 3.5
HBAY 31 60° OPTICS | HBAY |  |  | N/A | N/A | 6450200 | 8585054422654 | LED2 6450200 HBAY 31 60° OPTICS | 491.26 | 406 |  | TRANSPARENT | N/A | PC | FROSTED | N/A | N/A | N/A | N/A | N/A | N/A | N/A | N/A | N/A | N/A | N/A | N/A | N/A | 60° | N/A | 260 mm | 260 mm | N/A | 260x260 mm | N/A | N/A | 260x260x6 mm | N/A | N/A | N/A | N/A | 0.000406 | 0.2 | 0.2
HBAY 31 120° OPTICS | HBAY |  |  | N/A | N/A | 6450300 | 8585054422661 | LED2 6450300 HBAY 31 120° OPTICS | 491.26 | 406 |  | TRANSPARENT | N/A | PC | FROSTED | N/A | N/A | N/A | N/A | N/A | N/A | N/A | N/A | N/A | N/A | N/A | N/A | N/A | 120° | N/A | 260 mm | 260 mm | N/A | 260x260 mm | N/A | N/A | 260x260x6 mm | N/A | N/A | N/A | N/A | 0.000406 | 0.2 | 0.2
HBAY 31 AL REFLECTOR | HBAY |  |  | N/A | N/A | 6450406 | 8585054422678 | LED2 6450406 HBAY 31 AL REFLECTOR | 1579.05 | 1305 |  | ALUMINIUM | N/A | ALUMINIUM | ALUMINIUM | N/A | N/A | N/A | N/A | N/A | N/A | N/A | N/A | N/A | N/A | N/A | N/A | N/A | 60° | N/A | d492 mm | N/A | 134 mm | d492x134 mm | N/A | N/A | 500x500x135 mm | N/A | 10 | 18585054422675 | N/A | 0.03375 | 0.75 | 0.75
HBAY 31 PC REFLECTOR | HBAY |  |  | N/A | N/A | 6450500 | 8585054422685 | LED2 6450500 HBAY 31 PC REFLECTOR | 1929.95 | 1595 |  | TRANSPARENT | N/A | PC | FROSTED | N/A | N/A | N/A | N/A | N/A | N/A | N/A | N/A | N/A | N/A | N/A | N/A | N/A | 70° | N/A | d412 mm | N/A | 151 mm | d412x151 mm | N/A | N/A | 415x415x151 mm | N/A | 10 | 18585054422682 | N/A | 0.026006 | 0.6 | 0.6
HBAY 31 DALI CONVERTER | HBAY |  |  | N/A | N/A | LF-SCD010B | 8585054430352 | LIFUD LF-SCD010B DALI TO 0-10V CONVERTER | 1298.33 | 1073 |  | BLACK | N/A | PC | N/A | 12V | N/A | 0-10V | N/A | N/A | N/A | N/A | N/A | N/A | N/A | N/A | N/A | N/A | N/A | IP 67 | d30 mm | 111 mm | N/A | d30x111 mm | N/A | N/A | 35x35x120 mm | N/A | 90 | N/A | N/A | 0.000147 | 0.085 | 0.1
HBAY 31 PIR SENSOR | HBAY |  |  | N/A | N/A | 6454600 | 8585054426058 | LED2 6454600 HBAY 31 PIR SENSOR | 1228.15 | 1015 |  | WHITE | N/A | PC | N/A | 12DCV | N/A | 0-10V | IR | N/A | N/A | N/A | N/A | N/A | N/A | N/A | N/A | N/A | 120° | IP 65 | d48 mm | 43 mm | N/A | d48x43 mm | N/A | N/A | 100x100x50 mm | N/A | N/A | N/A | N/A | 0.0005 | 0.3 | 0.3
HBAY 31 REMOTE CONTROL | HBAY |  |  | N/A | N/A | 6454700 | 8585054426065 | LED2 6454700 HBAY 31 REMOTE CONTROL | 2105.4 | 1740 |  | WHITE | N/A | PC | N/A | Battery 2x AAA | N/A | N/A | N/A | N/A | N/A | N/A | N/A | N/A | N/A | N/A | N/A | N/A | N/A | IP 20 | 120 mm | 23 mm | 17 mm | 120x23x17 mm | N/A | N/A | 125x25x20 mm | N/A | N/A | N/A | N/A | 6.3e-05 | 0.15 | 0.2
HENO 120 | HENO |  |  | 38W | 3000K/3500K/4000K | 1235051 | 8585054412617 | LED2 1235051 HENO 120 38W 3000K/ 3500K/4000K | 2737.02 | 2262 | 7.5 | WHITE | 9016 | METAL/SPCC | OPAL | 220-240V/50-60Hz | 370 mA | ON/OFF | N/A | 90+ | < 3 | L80B20 50.000h | 3800lm | 100lm/W |  | N/A | F | N/A | 130° | IP 40 | 1200 mm | 124 mm | 60 mm | 1200x124x60 mm | N/A | N/A | 1280x140x70 mm | 1 | 6 | 18585054412614 | N/A | 0.012544 | 2.15 | 2.5
HENO 120 | HENO |  |  | 38W | 3000K/3500K/4000K | 1235051D | 8585054412624 | LED2 1235051D HENO 120 DALI/PUSH DIM 38W 3000K/ 3500K/4000K | 4316.07 | 3567 | 7.5 | WHITE | 9016 | METAL/SPCC | OPAL | 220-240V/50-60Hz | 370 mA | DALI/PUSH | N/A | 90+ | < 3 | L80B20 50.000h | 3800lm | 100lm/W |  | N/A | F | N/A | 130° | IP 40 | 1200 mm | 124 mm | 60 mm | 1200x124x60 mm | N/A | N/A | 1280x140x70 mm | 1 | 6 | N/A | N/A | 0.012544 | 2.15 | 2.5
HENO 120 | HENO |  |  | 38W | 3000K/3500K/4000K | 1235051CS | 8585054421534 | LED2 1235051CS HENO 120 38W CASAMBI 3000K/3500K/4000K | 9790.11 | 8091 | 7.5 | WHITE | 9016 | METAL/SPCC | OPAL | 220-240V/50-60Hz | 370 mA | CASAMBI | N/A | 90+ | < 3 | L80B20 50.000h | 3800lm | 100lm/W |  | N/A | F | N/A | 130° | IP 40 | 1200 mm | 124 mm | 60 mm | 1200x124x60 mm | N/A | N/A | 1280x140x70 mm | 1 | 1 | N/A | N/A | 0.012544 | 2.15 | 2.5
HENO 150 | HENO |  |  | 60W | 3000K/3500K/4000K | 1235151 | 8585054412631 | LED2 1235151 HENO 150 60W 3000K/ 3500K/4000K | 3438.82 | 2842 | 7.5 | WHITE | 9016 | METAL/SPCC | OPAL | 220-240V/50-60Hz | 400 mA | ON/OFF | N/A | 90+ | < 3 | L80B20 50.000h | 6000lm | 100lm/W |  | N/A | F | N/A | 130° | IP 40 | 1500 mm | 124 mm | 60 mm | 1500x124x60 mm | N/A | N/A | 1570x140x70 mm | 1 | 6 | 18585054412638 | N/A | 0.015386 | 2.7 | 3
HENO 150 | HENO |  |  | 60W | 3000K/3500K/4000K | 1235151D | 8585054412648 | LED2 1235151D HENO 150 DALI/PUSH DIM 60W 3000K/ 3500K/4000K | 5017.87 | 4147 | 7.5 | WHITE | 9016 | METAL/SPCC | OPAL | 220-240V/50-60Hz | 400 mA | DALI/PUSH | N/A | 90+ | < 3 | L80B20 50.000h | 6000lm | 100lm/W |  | N/A | F | N/A | 130° | IP 40 | 1500 mm | 124 mm | 60 mm | 1500x124x60 mm | N/A | N/A | 1570x140x70 mm | 1 | 6 | N/A | N/A | 0.015386 | 2.7 | 3
HENO 150 | HENO |  |  | 60W | 3000K/3500K/4000K | 1235151CS | 8585054421558 | LED2 1235151CS HENO 150 60W CASAMBI 3000K/3500K/4000K | 10491.91 | 8671 | 7.5 | WHITE | 9016 | METAL/SPCC | OPAL | 220-240V/50-60Hz | 400 mA | CASAMBI | N/A | 90+ | < 3 | L80B20 50.000h | 6000lm | 100lm/W |  | N/A | F | N/A | 130° | IP 40 | 1500 mm | 124 mm | 60 mm | 1500x124x60 mm | N/A | N/A | 1570x140x70 mm | 1 | 1 | N/A | N/A | 0.015386 | 2.7 | 3
SIMA 120 | SIMA |  |  | 35W | 4000K | 1410141 | 8585054414116 | LED2 1410141 SIMA 120 35W 4000K | 3087.92 | 2552 | 7.5 | WHITE | 9003 | METAL/AL/PS | AL | 220-240V/50-60Hz | 250 mA | ON/OFF | N/A | 80+ | < 3 | L80B20 50.000h | 4300lm | 123lm/W | 160lm/W | N/A | D | < 19 | 60° | IP 20 | 1195 mm | 140 mm | 58 mm | 1195x140x58 mm | N/A | N/A | 1220x150x60 mm | 1 | 1 | N/A | N/A | 0.01098 | 1.75 | 1.9
SIMA 120 | SIMA |  |  | 35W | 4000K | 1410141D | 8585054414123 | LED2 1410141D SIMA 120 DALI/PUSH DIM 35W 4000K | 4666.97 | 3857 | 7.5 | WHITE | 9003 | METAL/AL/PS | AL | 220-240V/50-60Hz | 250 mA | DALI/PUSH | N/A | 80+ | < 3 | L80B20 50.000h | 4300lm | 123lm/W | 160lm/W | N/A | D | < 19 | 60° | IP 20 | 1195 mm | 140 mm | 58 mm | 1195x140x58 mm | N/A | N/A | 1220x150x60 mm | 1 | 1 | N/A | N/A | 0.01098 | 1.75 | 1.9
SIMA 120 | SIMA |  |  | 35W | 4000K | 1410141CS | 8585054421572 | LED2 1410141CS SIMA 120 35W CASAMBI 4000K | 10141.01 | 8381 | 7.5 | WHITE | 9003 | METAL/AL/PS | AL | 220-240V/50-60Hz | 250 mA | CASAMBI | N/A | 80+ | < 3 | L80B20 50.000h | 4300lm | 123lm/W | 160lm/W | N/A | D | < 19 | 60° | IP 20 | 1195 mm | 140 mm | 58 mm | 1195x140x58 mm | N/A | N/A | 1220x150x60 mm | 1 | 1 | N/A | N/A | 0.01098 | 1.75 | 1.9
SIMA 120 | SIMA |  |  | 35W | 4000K | 1410141ZB | 8585054421589 | LED2 1410141ZB SIMA 120 35W ZIGBEE 4000K | 7649.62 | 6322 | 7.5 | WHITE | 9003 | METAL/AL/PS | AL | 220-240V/50-60Hz | 250 mA | ZIGBEE | N/A | 80+ | < 3 | L80B20 50.000h | 4300lm | 123lm/W | 160lm/W | N/A | D | < 19 | 60° | IP 20 | 1195 mm | 140 mm | 58 mm | 1195x140x58 mm | N/A | N/A | 1220x150x60 mm | 1 | 1 | N/A | N/A | 0.01098 | 1.75 | 1.9
SIMA 150 | SIMA |  |  | 50W | 4000K | 1410241 | 8585054414130 | LED2 1410241 SIMA 150 50W 4000K | 3719.54 | 3074 | 7.5 | WHITE | 9003 | METAL/AL/PS | AL | 220-240V/50-60Hz | 300 mA | ON/OFF | N/A | 80+ | < 3 | L80B20 50.000h | 6200lm | 124lm/W | 160lm/W | N/A | D | < 19 | 60° | IP 20 | 1495 mm | 140 mm | 58 mm | 1495x140x58 mm | N/A | N/A | 1520x150x60 mm | 1 | 1 | N/A | N/A | 0.01368 | 2.1 | 2.3
SIMA 150 | SIMA |  |  | 50W | 4000K | 1410241D | 8585054414147 | LED2 1410241D SIMA 150 DALI/PUSH DIM 50W 4000K | 5298.59 | 4379 | 7.5 | WHITE | 9003 | METAL/AL/PS | AL | 220-240V/50-60Hz | 300 mA | DALI/PUSH | N/A | 80+ | < 3 | L80B20 50.000h | 6200lm | 124lm/W | 160lm/W | N/A | D | < 19 | 60° | IP 20 | 1495 mm | 140 mm | 58 mm | 1495x140x58 mm | N/A | N/A | 1520x150x60 mm | 1 | 1 | N/A | N/A | 0.01368 | 2.1 | 2.3
SIMA 150 | SIMA |  |  | 50W | 4000K | 1410241CS | 8585054421596 | LED2 1410241CS SIMA 150 50W CASAMBI 4000K | 10772.63 | 8903 | 7.5 | WHITE | 9003 | METAL/AL/PS | AL | 220-240V/50-60Hz | 300 mA | CASAMBI | N/A | 80+ | < 3 | L80B20 50.000h | 6200lm | 124lm/W | 160lm/W | N/A | D | < 19 | 60° | IP 20 | 1495 mm | 140 mm | 58 mm | 1495x140x58 mm | N/A | N/A | 1520x150x60 mm | 1 | 1 | N/A | N/A | 0.01368 | 2.1 | 2.3
SIMA 150 | SIMA |  |  | 50W | 4000K | 1410241ZB | 8585054421602 | LED2 1410241ZB SIMA 150 50W ZIGBEE 4000K | 8281.24 | 6844 | 7.5 | WHITE | 9003 | METAL/AL/PS | AL | 220-240V/50-60Hz | 300 mA | ZIGBEE | N/A | 80+ | < 3 | L80B20 50.000h | 6200lm | 124lm/W | 160lm/W | N/A | D | < 19 | 60° | IP 20 | 1495 mm | 140 mm | 58 mm | 1495x140x58 mm | N/A | N/A | 1520x150x60 mm | 1 | 1 | N/A | N/A | 0.01368 | 2.1 | 2.3
SAFE ALL | SAFE |  |  | 2W | 6000K | 1440161 | 8585054422593 | LED2 1440161 SAFE ALL 2W 6000K Emergency 3h | 1228.15 | 1015 | 4 | WHITE | 9003 | PC/PMMA | TRANSPARENT | 3,6V/0,6Ah Ni-Cd | N/A | ON/OFF | N/A | 80+ | < 3 | N/A | 50lm | N/A | N/A | 3h/2W/50lm | G | N/A | N/A | IP 40 | 345 mm | 30 mm | 197 mm | 345x30x197 mm | 1000 mm | N/A | 360x200x45 mm | 2 | 26 | 18585054422590 | N/A | 0.00324 | 0.55 | 0.7
SAFE ALL RECESSED KIT | SAFE |  |  | N/A | N/A | 6449901 | 8585054422609 | LED2 6449901 SAFE ALL RECESSED KIT | 175.45 | 145 |  | WHITE | 9003 | ABS | N/A | N/A | N/A | N/A | N/A | N/A | N/A | N/A | N/A | N/A | N/A | N/A | G | N/A | N/A | N/A | 390 mm | 65 mm | 44 mm | 390x65x44 mm | N/A | N/A | 400x70x50 mm | N/A | 20 | 18585054422606 | N/A | 0.0014 | 0.15 | 0.2
SAFE ON | SAFE |  |  | 3W | 6000K | 1440261 | 8585054422616 | LED2 1440261 SAFE ON 3W 6000K Emergency 3h | 1052.7 | 870 | 4 | WHITE | 9010 | PC | TRANSPARENT | 3,6V/1,2Ah Ni-Cd | N/A | ON/OFF | N/A | 80+ | < 3 | N/A | 100lm | N/A | N/A | 3h/3W/100lm | G | N/A | N/A | IP 65 | 350 mm | 57 mm | 110 mm | 350x57x110 mm | N/A | N/A | 350x110x60 mm | 2 | 20 | 18585054422613 | N/A | 0.00231 | 0.6 | 0.7
MEDO S, W | MEDO |  |  | 8W-GX53 | N/A | 1100501 | 8585054403226 | LED2 1100501 MEDO S, W | 1052.7 | 870 | 4 | WHITE | 9010 | METAL | N/A | N/A | N/A | ON/OFF | N/A | N/A | N/A | N/A | N/A | N/A | N/A | N/A | N/A | N/A | N/A | IP 54 | d100 mm | N/A | 65 mm | d100x65 mm | N/A | N/A | 120x150x150 mm | 1 | 20 | 18585054403223 | N/A | 0.0027 | 0.3 | 0.34
MEDO S, A | MEDO |  |  | 8W-GX53 | N/A | 1100604 | 8585054403233 | LED2 1100604 MEDO S, A | 1052.7 | 870 | 4 | ANTRACITE | 7016 | METAL | N/A | N/A | N/A | ON/OFF | N/A | N/A | N/A | N/A | N/A | N/A | N/A | N/A | N/A | N/A | N/A | IP 54 | d100 mm | N/A | 65 mm | d100x65 mm | N/A | N/A | 120x150x150 mm | 1 | 20 | 18585054403230 | N/A | 0.0027 | 0.3 | 0.34
ROLO, W | ROLO |  |  | 6W | 3000K | 5131731 | 8585054405626 | LED2 5131731 ROLO, W 6W 3000K | 1929.95 | 1595 | 4 | WHITE | 9016 | ALUMINIUM/GLASS | FROSTED | 220-240V/50-60Hz | AC LED | ON/OFF | N/A | 80+ | < 3 | L80 B20 30.000h | 420lm | 70lm/W | 60lm/W | N/A | G | N/A | 110° | IP 65 | d107 mm | N/A | 36 mm | d107x36 mm | N/A | N/A | 150x150x90 mm | 1 | 12 | 18585054405623 | N/A | 0.002025 | 0.42 | 0.5
ROLO, A | ROLO |  |  | 6W | 3000K | 5131734 | 8585054405633 | LED2 5131734 ROLO, A 6W 3000K | 1929.95 | 1595 | 4 | ANTRACITE | 7024 | ALUMINIUM/GLASS | FROSTED | 220-240V/50-60Hz | AC LED | ON/OFF | N/A | 80+ | < 3 | L80 B20 30.000h | 420lm | 70lm/W | 60lm/W | N/A | G | N/A | 110° | IP 65 | d107 mm | N/A | 36 mm | d107x36 mm | N/A | N/A | 150x150x90 mm | 1 | 12 | 18585054405630 | N/A | 0.002025 | 0.42 | 0.5
TUBO II, A | TUBO II |  |  | 10W | 3000K/4000K/5700K | 5234654 | 8585054412426 | LED2 5234654 TUBO II, A 10W 3000K/4000K/5700K | 2386.12 | 1972 | 4 | ANTRACITE | 7016 | ALUMINIUM/GLASS | TRANSPARENT | 220-240V/50-60Hz | 230 mA | ON/OFF | N/A | 80+ | < 3 | L80 B20 50.000h | 1100lm | 110lm/W | 90lm/W | N/A | E | N/A | 75° | IP 65 | d90 mm | N/A | 107 mm | d90x107 mm | N/A | N/A | 100x100x120 mm | 1 | 18 | 18585054412423 | N/A | 0.0012 | 0.6 | 0.65
ROLO MAX, A | ROLO |  |  | 13W | 3000K | 5320234 | 8585054412938 | LED2 5320234 ROLO MAX, A 13W 3000K | 5193.32 | 4292 | 4 | ANTRACITE | 7016 | ALUMINIUM/GLASS | TRANSPARENT | 220-240V/50-60Hz | 350 mA | ON/OFF | N/A | 90+ | < 3 | L80 B20 50.000h | 1300 lm | 100lm/W | 110lm/W | N/A | E | N/A | 80° | IP 65 | d103 mm | N/A | N/A | d103 mm | N/A | N/A | 120x120x165 mm | 1 | 10 | 18585054412935 | N/A | 0.002376 | 0.95 | 1.1
ROLO MAX, A | ROLO |  |  | 13W | 3000K | 5320234D | 8585054412952 | LED2 5320234D ROLO MAX, A DALI/PUSH DIM 13W 3000K | 6877.64 | 5684 | 4 | ANTRACITE | 7016 | ALUMINIUM/GLASS | TRANSPARENT | 220-240V/50-60Hz | 350 mA | DALI/PUSH | N/A | 90+ | < 3 | L80 B20 50.000h | 1300 lm | 100lm/W | 110lm/W | N/A | E | N/A | 80° | IP 65 | d103 mm | N/A | N/A | d103 mm | N/A | N/A | 120x120x165 mm | 1 | 1 | N/A | N/A | 0.002376 | 0.95 | 1.1
ROLO MAX, A | ROLO |  |  | 13W | 3000K | 5320234DT | 8585054412945 | LED2 5320234DT ROLO MAX, A TRIAC DIM 13W 3000K | 6105.66 | 5046 | 4 | ANTRACITE | 7016 | ALUMINIUM/GLASS | TRANSPARENT | 220-240V/50-60Hz | 350 mA | TRIAC | N/A | 90+ | < 3 | L80 B20 50.000h | 1300 lm | 100lm/W | 110lm/W | N/A | E | N/A | 80° | IP 65 | d103 mm | N/A | N/A | d103 mm | N/A | N/A | 120x120x165 mm | 1 | 1 | N/A | N/A | 0.002376 | 0.95 | 1.1
KUBO, A | KUBO |  |  | 6W | 3000K | 5130334 | 8585054403257 | LED2 5130334 KUBO, A 6W 3000K | 1929.95 | 1595 | 4 | ANTRACITE | 7024 | ALUMINIUM/GLASS | TRANSPARENT | 220-240V/50-60Hz | 500 mA | ON/OFF | N/A | 80+ | < 3 | L80 B20 30.000h | 250lm | 42lm/W | 90lm/W | N/A | G | N/A | 60° | IP 54 | 80 mm | 80 mm | 105 mm | 80x80x105 mm | N/A | N/A | 90x90x120 mm | 1 | 18 | 18585054403254 | N/A | 0.000972 | 0.45 | 0.55
MIRA 25, W | MIRA |  |  | 9-18W | 3000K/3500K/4000K | 1234251 | 8585054409273 | LED2 1234251 MIRA 25, W 9-18W 3CCT 3000K/3500K/4000K | 3509 | 2900 | 4 | WHITE | 9016 | ALUMINIUM/PC | OPAL | 220-240V/50-60Hz | 230-450 mA | ON/OFF | N/A | 90+ | < 3 | L80B20 50.000h | 750-1850lm | 103lm/W | 166lm/W | N/A | E | N/A | 110° | IP 65 | d250 mm | N/A | 58 mm | d250x58 mm | N/A | N/A | 300x300x85 mm | 1 | 10 | 18585054409270 | N/A | 0.00765 | 1.1 | 1.4
MIRA 25, W | MIRA |  |  | 18W | 3000K/3500K/4000K | 1234251D | 8585054409280 | LED2 1234251D MIRA 25, W DALI/PUSH DIM 18W 3CCT 3000K/3500K/4000K | 4982.78 | 4118 | 4 | WHITE | 9016 | ALUMINIUM/PC | OPAL | 220-240V/50-60Hz | 450 mA | DALI/PUSH | N/A | 90+ | < 3 | L80B20 50.000h | 1850lm | 103lm/W | 166lm/W | N/A | E | N/A | 110° | IP 65 | d250 mm | N/A | 58 mm | d250x58 mm | N/A | N/A | 300x300x85 mm | 1 | 1 | N/A | N/A | 0.00765 | 1.1 | 1.4
MIRA 25, W | MIRA |  |  | 18W | 3000K/3500K/4000K | 1234251CS | 8585054421619 | LED2 1234251CS MIRA 25, W 18W CASAMBI 3000/3500/4000K | 10456.82 | 8642 | 4 | WHITE | 9016 | ALUMINIUM/PC | OPAL | 220-240V/50-60Hz | 450 mA | CASAMBI | N/A | 90+ | < 3 | L80B20 50.000h | 1850lm | 103lm/W | 166lm/W | N/A | E | N/A | 110° | IP 65 | d250 mm | N/A | 58 mm | d250x58 mm | N/A | N/A | 300x300x85 mm | 1 | 1 | N/A | N/A | 0.00765 | 1.1 | 1.4
MIRA 25, B | MIRA |  |  | 9-18W | 3000K/3500K/4000K | 1234253 | 8585054409297 | LED2 1234253 MIRA 25, B 9-18W 3CCT 3000K/3500K/4000K | 3509 | 2900 | 4 | BLACK | 9005 | ALUMINIUM/PC | OPAL | 220-240V/50-60Hz | 230-450 mA | ON/OFF | N/A | 90+ | < 3 | L80B20 50.000h | 750-1850lm | 103lm/W | 166lm/W | N/A | E | N/A | 110° | IP 65 | d250 mm | N/A | 58 mm | d250x58 mm | N/A | N/A | 300x300x85 mm | 1 | 10 | 18585054409294 | N/A | 0.00765 | 1.1 | 1.4
MIRA 25, B | MIRA |  |  | 18W | 3000K/3500K/4000K | 1234253D | 8585054409303 | LED2 1234253D MIRA 25, B DALI/PUSH DIM 18W 3CCT 3000K/3500K/4000K | 4982.78 | 4118 | 4 | BLACK | 9005 | ALUMINIUM/PC | OPAL | 220-240V/50-60Hz | 450 mA | DALI/PUSH | N/A | 90+ | < 3 | L80B20 50.000h | 1850lm | 103lm/W | 166lm/W | N/A | E | N/A | 110° | IP 65 | d250 mm | N/A | 58 mm | d250x58 mm | N/A | N/A | 300x300x85 mm | 1 | 1 | N/A | N/A | 0.00765 | 1.1 | 1.4
MIRA 25, B | MIRA |  |  | 18W | 3000K/3500K/4000K | 1234253CS | 8585054421633 | LED2 1234253CS MIRA 25, B 18W CASAMBI 3000/3500/4000K | 10456.82 | 8642 | 4 | BLACK | 9005 | ALUMINIUM/PC | OPAL | 220-240V/50-60Hz | 450 mA | CASAMBI | N/A | 90+ | < 3 | L80B20 50.000h | 1850lm | 103lm/W | 166lm/W | N/A | E | N/A | 110° | IP 65 | d250 mm | N/A | 58 mm | d250x58 mm | N/A | N/A | 300x300x85 mm | 1 | 1 | N/A | N/A | 0.00765 | 1.1 | 1.4
QUADO S, A | QUADO |  |  | 10W | 3000K | 5130834 | 8585054403264 | LED2 5130834 QUADO S, A 10W 3000K | 2631.75 | 2175 | 4 | ANTRACITE | 7024 | ALUMINIUM/PC | OPAL | 220-240V/50-60Hz | 350 mA | ON/OFF | N/A | 80+ | < 3 | L80 B20 30.000h | 800lm | 80lm/W | 100lm/W | N/A | G | N/A | 160° | IP 54 | 175 mm | 175 mm | 45 mm | 175x175x45 mm | N/A | N/A | 185x185x65 mm | 2 | 12 | 18585054403261 | N/A | 0.002225 | 0.6 | 0.67
QUADO L, A | QUADO |  |  | 25W | 3000K | 5130934 | 8585054403271 | LED2 5130934 QUADO L, A 25W 3000K | 3719.54 | 3074 | 4 | ANTRACITE | 7024 | ALUMINIUM/PC | OPAL | 220-240V/50-60Hz | 350 mA | ON/OFF | N/A | 80+ | < 3 | L80 B20 30.000h | 2000lm | 80lm/W | 108lm/W | N/A | G | N/A | 160° | IP 54 | 240 mm | 240 mm | 45 mm | 240x240x45 mm | N/A | N/A | 255x255x65 mm | 2 | 8 | 18585054403278 | N/A | 0.004227 | 1 | 1.14
LUNA L, A | LUNA |  |  | 20W | 3000K | 5130734 | 8585054403288 | LED2 5130734 LUNA L, A 20W 3000K | 3719.54 | 3074 | 4 | ANTRACITE | 7024 | ALUMINIUM/PC | OPAL | 220-240V/50-60Hz | 500 mA | ON/OFF | N/A | 80+ | < 3 | L80 B20 30.000h | 1590lm | 80lm/W | 106lm/W | N/A | G | N/A | 160° | IP 54 | d240 mm | N/A | 45 mm | d240x45 mm | N/A | N/A | 255x255x65 mm | 2 | 8 | 18585054403285 | N/A | 0.004227 | 0.8 | 0.95
DRUM, A HF | DRUM |  |  | 21W | 3000K/4000K/6500K | 5200154 | 8585054408450 | LED2 5200154 DRUM, A HF 3CCT 21W 3000K/4000K/6500K | 3509 | 2900 | 4 | ANTRACITE | 7024 | ABS/PC | OPAL | 220-240V/50-60Hz | 500 mA | ON/OFF | HF | 80+ | < 3 | L80 B20 30.000h | 1680lm | 80lm/W | 130lm/W | N/A | G | N/A | 160° | IP 65 | d320 mm | N/A | 63 mm | d320x63 mm | N/A | N/A | 325x325x70 mm | 2 | 10 | 18585054408457 | N/A | 0.007394 | 1.3 | 1.4
DRUM, A | DRUM |  |  | 21W | 3000K/4000K/6500K | 5200154D | 8585054431229 | LED2 5200154D DRUM, A DALI/PUSH 3CCT 21W 3000K/4000K/6500K | 4807.33 | 3973 | 4 | ANTRACITE | 7024 | ABS/PC | OPAL | 220-240V/50-60Hz | 500 mA | DALI/PUSH | N/A | 80+ | < 3 | L80 B20 30.000h | 1680lm | 80lm/W | 130lm/W | N/A | G | N/A | 160° | IP 65 | d320 mm | N/A | 63 mm | d320x63 mm | N/A | N/A | 325x325x70 mm | 2 | 1 | N/A | N/A | 0.007394 | 1.3 | 1.4
DRUM, A | DRUM |  |  | 21W | 3000K/4000K/6500K | 5200154CS | 8585054431250 | LED2 5200154CS DRUM, A CASAMBI 3CCT 21W 3000K/4000K/6500K | 10281.37 | 8497 | 4 | ANTRACITE | 7024 | ABS/PC | OPAL | 220-240V/50-60Hz | 500 mA | CASAMBI | N/A | 80+ | < 3 | L80 B20 30.000h | 1680lm | 80lm/W | 130lm/W | N/A | G | N/A | 160° | IP 65 | d320 mm | N/A | 63 mm | d320x63 mm | N/A | N/A | 325x325x70 mm | 2 | 1 | N/A | N/A | 0.007394 | 1.3 | 1.4
DRUM, A | DRUM |  |  | 21W | 3000K/4000K/6500K | 5200154ZB | 8585054431267 | LED2 5200154ZB DRUM, A ZIGBEE 3CCT 21W 3000K/4000K/6500K | 7789.98 | 6438 | 4 | ANTRACITE | 7024 | ABS/PC | OPAL | 220-240V/50-60Hz | 500 mA | ZIGBEE | N/A | 80+ | < 3 | L80 B20 30.000h | 1680lm | 80lm/W | 130lm/W | N/A | G | N/A | 160° | IP 65 | d320 mm | N/A | 63 mm | d320x63 mm | N/A | N/A | 325x325x70 mm | 2 | 1 | N/A | N/A | 0.007394 | 1.3 | 1.4
SOLO, A HF | SOLO |  |  | 16W | 3000K/4000K/6500K | 5200254 | 8585054408467 | LED2 5200254 SOLO, A HF 16W 3CCT 3000K/4000K/6500K | 3333.55 | 2755 | 4 | ANTRACITE | 7024 | ABS/PC | OPAL | 220-240V/50-60Hz | 500 mA | ON/OFF | HF | 80+ | < 3 | L80 B20 30.000h | 1100lm | 69lm/W | 130lm/W | N/A | G | N/A | 160° | IP 65 | 296 mm | 296 mm | 78 mm | 296x296x78 mm | N/A | N/A | 310x305x90 mm | 2 | 10 | 18585054408464 | N/A | 0.00851 | 1.2 | 1.3
SOLO, A | SOLO |  |  | 16W | 3000K/4000K/6500K | 5200254D | 8585054431236 | LED2 5200254D SOLO, A DALI/PUSH 16W 3CCT 3000K/4000K/6500K | 4631.88 | 3828 | 4 | ANTRACITE | 7024 | ABS/PC | OPAL | 220-240V/50-60Hz | 500 mA | DALI/PUSH | N/A | 80+ | < 3 | L80 B20 30.000h | 1100lm | 69lm/W | 130lm/W | N/A | G | N/A | 160° | IP 65 | 296 mm | 296 mm | 78 mm | 296x296x78 mm | N/A | N/A | 310x305x90 mm | 2 | 1 | N/A | N/A | 0.00851 | 1.2 | 1.3
SOLO, A | SOLO |  |  | 16W | 3000K/4000K/6500K | 5200254CS | 8585054431274 | LED2 5200254CS SOLO, A CASAMBI 16W 3CCT 3000K/4000K/6500K | 10105.92 | 8352 | 4 | ANTRACITE | 7024 | ABS/PC | OPAL | 220-240V/50-60Hz | 500 mA | CASAMBI | N/A | 80+ | < 3 | L80 B20 30.000h | 1100lm | 69lm/W | 130lm/W | N/A | G | N/A | 160° | IP 65 | 296 mm | 296 mm | 78 mm | 296x296x78 mm | N/A | N/A | 310x305x90 mm | 2 | 1 | N/A | N/A | 0.00851 | 1.2 | 1.3
SOLO, A | SOLO |  |  | 16W | 3000K/4000K/6500K | 5200254ZB | 8585054431281 | LED2 5200254ZB SOLO, A ZIGBEE 16W 3CCT 3000K/4000K/6500K | 7614.53 | 6293 | 4 | ANTRACITE | 7024 | ABS/PC | OPAL | 220-240V/50-60Hz | 500 mA | ZIGBEE | N/A | 80+ | < 3 | L80 B20 30.000h | 1100lm | 69lm/W | 130lm/W | N/A | G | N/A | 160° | IP 65 | 296 mm | 296 mm | 78 mm | 296x296x78 mm | N/A | N/A | 310x305x90 mm | 2 | 1 | N/A | N/A | 0.00851 | 1.2 | 1.3
KERY, B HF | KERY |  |  | 18W | 3000K/4000K/5700K | 5233953 | 8585054408511 | LED2 5233953 KERY, B HF 18W 3CCT 3000K/4000K/5700K | 3158.1 | 2610 | 4 | BLACK | 9005 | PC/PC | OPAL | 220-240V/50-60Hz | 220 mA | ON/OFF | HF | 80+ | < 3 | L80 B20 30.000h | 1950lm | 108lm/W |  | N/A | E | N/A | 110° | IP 65 | d275 mm | N/A | 60 mm | d275x60 mm | N/A | N/A | 300x300x70 mm | 2 | 12 | 18585054408518 | N/A | 0.0063 | 0.85 | 0.95
KERY, B | KERY |  |  | 18W | 3000K/4000K/5700K | 5233953D | 8585054431243 | LED2 5233953D KERY, B DALI/PUSH 18W 3CCT 3000K/4000K/5700K | 6175.84 | 5104 | 4 | BLACK | 9005 | PC/PC | OPAL | 220-240V/50-60Hz | 250 mA | DALI/PUSH | N/A | 80+ | < 3 | L80 B20 30.000h | 1950lm | 108lm/W |  | N/A | E | N/A | 110° | IP 65 | d275 mm | N/A | 60 mm | d275x60 mm | N/A | N/A | 300x300x70 mm | 2 | 1 | N/A | N/A | 0.0063 | 0.85 | 0.95
KERY, B | KERY |  |  | 18W | 3000K/4000K/5700K | 5233953CS | 8585054431298 | LED2 5233953CS KERY, B CASAMBI 18W 3CCT 3000K/4000K/5700K | 11649.88 | 9628 | 4 | BLACK | 9005 | PC/PC | OPAL | 220-240V/50-60Hz | 250 mA | CASAMBI | N/A | 80+ | < 3 | L80 B20 30.000h | 1950lm | 108lm/W |  | N/A | E | N/A | 110° | IP 65 | d275 mm | N/A | 60 mm | d275x60 mm | N/A | N/A | 300x300x70 mm | 2 | 1 | N/A | N/A | 0.0063 | 0.85 | 0.95
KERY, B | KERY |  |  | 18W | 3000K/4000K/5700K | 5233953ZB | 8585054431304 | LED2 5233953ZB KERY, B ZIGBEE 18W 3CCT 3000K/4000K/5700K | 9158.49 | 7569 | 4 | BLACK | 9005 | PC/PC | OPAL | 220-240V/50-60Hz | 250 mA | ZIGBEE | N/A | 80+ | < 3 | L80 B20 30.000h | 1950lm | 108lm/W |  | N/A | E | N/A | 110° | IP 65 | d275 mm | N/A | 60 mm | d275x60 mm | N/A | N/A | 300x300x70 mm | 2 | 1 | N/A | N/A | 0.0063 | 0.85 | 0.95
HUGO II, A | HUGO II |  |  | 9W | 3000K/4000K | 5400154 | 8585054413812 | LED2 5400154 HUGO II, A 9W 3000K/4000K | 1929.95 | 1595 | 4 | ANTRACITE | 7024 | ALUMINIUM/PC | OPAL | 220-240V/50-60Hz | 300 mA | ON/OFF | N/A | 85+ | < 3 | L80 B20 30.000h | 540lm | 60lm/W | 130lm/W | N/A | G | N/A | 160° | IP 54 | 200 mm | 85 mm | 85 mm | 200x85x85 mm | N/A | N/A | 210x90x90 mm | 1 | 20 | 18585054413819 | N/A | 0.001701 | 0.55 | 0.7
HUGO II, A IR | HUGO II |  |  | 9W | 3000K/4000K | 5400254 | 8585054413829 | LED2 5400254 HUGO II, A IR 9W 3000K/4000K | 2456.3 | 2030 | 4 | ANTRACITE | 7024 | ALUMINIUM/PC | OPAL | 220-240V/50-60Hz | 300 mA | ON/OFF | IR | 85+ | < 3 | L80 B20 30.000h | 540lm | 60lm/W | 130lm/W | N/A | G | N/A | 160° | IP 54 | 200 mm | 85 mm | 85 mm | 200x85x85 mm | N/A | N/A | 210x90x90 mm | 1 | 20 | 18585054413826 | N/A | 0.001701 | 0.6 | 0.8
BLADE, A | BLADE |  |  | 2x6W | 3000K | 5131334 | 8585054403325 | LED2 5131334 BLADE, A 12W 3000K | 3368.64 | 2784 | 4 | ANTRACITE | 7024 | ALUMINIUM/GLASS | TRANSPARENT | 220-240V/50-60Hz | 500 mA | ON/OFF | N/A | 80+ | < 3 | L80 B20 30.000h | 2x250lm | 42lm/W | 90lm/W | N/A | G | N/A | 2 x 0-100° | IP 54 | 180 mm | 42 mm | 115 mm | 180x42x115 mm | N/A | N/A | 210x120x60 mm | 1 | 12 | 18585054403322 | N/A | 0.001512 | 0.85 | 0.95
BENO 2, A | BENO |  |  | 2x6W | 3000K | 5131434 | 8585054405657 | LED2 5131434 BENO 2, A 12W 3000K | 3719.54 | 3074 | 4 | ANTRACITE | 7024 | ALUMINIUM/GLASS | PRISMATIC | 220-240V/50-60Hz | 300 mA | ON/OFF | N/A | 80+ | < 3 | L80 B20 30.000h | 2x500lm | 83lm/W | 77lm/W | N/A | F | N/A | 2x100° | IP 65 | 220 mm | 70 mm | 50 mm | 220x70x50 mm | N/A | N/A | 230x90x70 mm | 1 | 1 | N/A | N/A | 0.001449 | 0.65 | 0.98
BENO 1, A | BENO |  |  | 7W | 3000K | 5131834 | 8585054405640 | LED2 5131834 BENO 1, A 7W 3000K | 2982.65 | 2465 | 4 | ANTRACITE | 7024 | ALUMINIUM/GLASS | PRISMATIC | 220-240V/50-60Hz | 350 mA | ON/OFF | N/A | 80+ | < 3 | L80 B20 30.000h | 600lm | 86lm/W | 77lm/W | N/A | F | N/A | 100° | IP 65 | 220 mm | 70 mm | 50 mm | 220x70x50 mm | N/A | N/A | 230x90x70 mm | 1 | 12 | 18585054405647 | N/A | 0.001449 | 0.65 | 0.98
BENO 1, A | BENO |  |  | 7W | 3000K | 5131834DT | 8585054412235 | LED2 5131834DT BENO 1, A TRIAC DIM 7W 3000K | 3719.54 | 3074 | 4 | ANTRACITE | 7024 | ALUMINIUM/GLASS | PRISMATIC | 220-240V/50-60Hz | 350 mA | TRIAC | N/A | 80+ | < 3 | L80 B20 30.000h | 600lm | 86lm/W | 77lm/W | N/A | F | N/A | 100° | IP 65 | 220 mm | 70 mm | 50 mm | 220x70x50 mm | N/A | N/A | 230x90x70 mm | 1 | 1 | N/A | N/A | 0.001449 | 0.65 | 0.98
KVADER, A | KVADER |  |  | 2x4,5W | 3000K | 5130134 | 8585054403318 | LED2 5130134 KVADER, A 9W 3000K | 2807.2 | 2320 | 4 | ANTRACITE | 7024 | ALUMINIUM/PMMA | OPAL | 220-240V/50-60Hz | 350 mA | ON/OFF | N/A | 85+ | < 3 | L80 B20 30.000h | 2x360lm | 80lm/W | 119lm/W | N/A | G | N/A | 2x160° | IP 54 | 205 mm | 111 mm | 60 mm | 205x111x60 mm | N/A | N/A | 220x140x70 mm | 1 | 12 | 18585054403315 | N/A | 0.002156 | 0.85 | 0.95
KVADER, A | KVADER |  |  | 2x4,5W | 3000K | 5130134DT | 8585054412242 | LED2 5130134DT KVADER, A TRIAC DIM 9W 3000K | 3719.54 | 3074 | 4 | ANTRACITE | 7024 | ALUMINIUM/PMMA | OPAL | 220-240V/50-60Hz | 350 mA | TRIAC | N/A | 85+ | < 3 | L80 B20 30.000h | 2x360lm | 80lm/W | 119lm/W | N/A | G | N/A | 2x160° | IP 54 | 205 mm | 111 mm | 60 mm | 205x111x60 mm | N/A | N/A | 220x140x70 mm | 1 | 1 | N/A | N/A | 0.002156 | 0.85 | 0.95
BLOCK, A | BLOCK |  |  | 2x3W | 3000K | 5100434 | 8585054403332 | LED2 5100434 BLOCK, A 6W 3000K | 2105.4 | 1740 | 4 | ANTRACITE | 7016 | ALUMINIUM/GLASS | TRANSPARENT | 220-240V/50-60Hz | 260 mA | ON/OFF | N/A | 90+ | < 3 | L80 B20 30.000h | 2x200lm | 67lm/W | 118lm/W | N/A | G | N/A | 2 x 60° | IP 54 | 90 mm | 55 mm | 160 mm | 90x55x160 mm | N/A | N/A | 165x95x65 mm | 1 | 1 | N/A | N/A | 0.001019 | 0.5 | 0.54
BLOCK, A | BLOCK |  |  | 2x3W | 3000K | 5100434DT | 8585054412259 | LED2 5100434DT BLOCK, A TRIAC DIM 6W 3000K | 2877.38 | 2378 | 4 | ANTRACITE | 7016 | ALUMINIUM/GLASS | TRANSPARENT | 220-240V/50-60Hz | 260 mA | TRIAC | N/A | 90+ | < 3 | L80 B20 30.000h | 2x200lm | 67lm/W | 118lm/W | N/A | G | N/A | 2 x 60° | IP 54 | 90 mm | 55 mm | 160 mm | 90x55x160 mm | N/A | N/A | 165x95x65 mm | 1 | 1 | N/A | N/A | 0.001019 | 0.5 | 0.54
ROMY 1, A | ROMY |  |  | 35W-GU10 | N/A | 5132004 | 8585054412518 | LED2 5132004 ROMY 1, A | 1684.32 | 1392 | 4 | ANTRACITE | 7024 | ALUMINIUM/GLASS | TRANSPARENT | 220-240V/50-60Hz | N/A | ON/OFF | N/A | N/A | N/A | N/A | N/A | N/A | N/A | N/A | N/A | N/A | N/A | IP 65 | 70 mm | 78 mm | 100 mm | 70x78x100 mm | N/A | N/A | 95x95x115 mm | 1 | 18 | 18585054412515 | N/A | 0.001038 | 0.5 | 0.7
ROMY 2, A | ROMY |  |  | 2x35W-GU10 | N/A | 5132104 | 8585054412525 | LED2 5132104 ROMY 2, A | 2035.22 | 1682 | 4 | ANTRACITE | 7024 | ALUMINIUM/GLASS | TRANSPARENT | 220-240V/50-60Hz | N/A | ON/OFF | N/A | N/A | N/A | N/A | N/A | N/A | N/A | N/A | N/A | N/A | N/A | IP 65 | 70 mm | 78 mm | 165 mm | 70x78x165 mm | N/A | N/A | 95x95x170 mm | 1 | 12 | 18585054412522 | N/A | 0.001534 | 0.8 | 0.95
TOMY 1, A | TOMY |  |  | 4,5W | 3000K | 5132234 | 8585054412532 | LED2 5132234 TOMY 1, A 4,5W 3000K | 2631.75 | 2175 | 4 | ANTRACITE | 7024 | ALUMINIUM/GLASS | TRANSPARENT | 220-240V/50-60Hz | 500 mA | ON/OFF | N/A | 80+ | < 3 | L80 B20 30.000h | 450lm | 100lm/W | 102lm/W | N/A | E | N/A | 35° | IP 65 | 10 mm | 10 mm | 10 mm | 10x10x10 mm | N/A | N/A | 125x125x125 mm | 1 | 12 | 18585054412539 | N/A | 0.001953 | 0.8 | 1
TOMY 2, A | TOMY |  |  | 2x4,5W | 3000K | 5132334 | 8585054412549 | LED2 5132334 TOMY 2, A 9W 3000K | 2982.65 | 2465 | 4 | ANTRACITE | 7024 | ALUMINIUM/GLASS | TRANSPARENT | 220-240V/50-60Hz | 500 mA | ON/OFF | N/A | 80+ | < 3 | L80 B20 30.000h | 2x450lm | 100lm/W | 102lm/W | N/A | E | N/A | 2x35° | IP 65 | 10 mm | 10 mm | 10 mm | 10x10x10 mm | N/A | N/A | 125x125x125 mm | 1 | 12 | 18585054412546 | N/A | 0.001953 | 0.8 | 1
MIDO 1, A | MIDO |  |  | 35W-GU10 | N/A | 5131504 | 8585054405664 | LED2 5131504 MIDO 1, A | 1403.6 | 1160 | 4 | ANTRACITE | 7024 | ALUMINIUM/GLASS | FROSTED | 220-240V/50-60Hz | N/A | ON/OFF | N/A | N/A | N/A | N/A | N/A | N/A | N/A | N/A | N/A | N/A | N/A | IP 54 | d80 mm | 106 mm | 90 mm | d80x106x90 mm | N/A | N/A | 120x90x100 mm | 1 | 12 | 18585054405661 | N/A | 0.00108 | 0.42 | 0.5
MIDO 2, A | MIDO |  |  | 2x35W-GU10 | N/A | 5131604 | 8585054405671 | LED2 5131604 MIDO 2, A | 1579.05 | 1305 | 4 | ANTRACITE | 7024 | ALUMINIUM/GLASS | FROSTED | 220-240V/50-60Hz | N/A | ON/OFF | N/A | N/A | N/A | N/A | N/A | N/A | N/A | N/A | N/A | N/A | N/A | IP 54 | d80 mm | 106 mm | 170 mm | d80x106x170 mm | N/A | N/A | 130x100x190 mm | 1 | 12 | 18585054405678 | N/A | 0.00247 | 0.6 | 0.7
STEP IN Q, A | STEP IN |  |  | 3W | 3000K | 5100334 | 8585054403370 | LED2 5100334 STEP IN Q, A 3W 3000K | 1228.15 | 1015 | 4 | ANTRACITE | 7024 | ALUMINIUM/PC | PRISMATIC | 220-240V/50-60Hz | 350 mA | ON/OFF | N/A | 80+ | < 3 | L80 B20 30.000h | 100lm | 33lm/W | 119lm/W | N/A | G | N/A | 60° | IP 65 | 65 mm | 70 mm | 70 mm | 65x70x70 mm | N/A | N/A | 85x85x70 mm | 1 | 50 | 18585054403377 | N/A | 0.000506 | 0.16 | 0.25
STEP ON R, A | STEP ON |  |  | 3W | 3000K | 5130434 | 8585054403349 | LED2 5130434 STEP ON R, A 3W 3000K | 1579.05 | 1305 | 4 | ANTRACITE | 7024 | ALUMINIUM/GLASS | PRISMATIC | 220-240V/50-60Hz | 350 mA | ON/OFF | N/A | 80+ | < 3 | L80 B20 30.000h | 175lm | 58lm/W | 82lm/W | N/A | G | N/A | 60° | IP 65 | d100 mm | 30 mm | N/A | d100x30 mm | N/A | N/A | 110x110x40 mm | 1 | 30 | 18585054403346 | N/A | 0.000484 | 0.2 | 0.24
STEP ON Q S, A | STEP ON |  |  | 3W | 3000K | 5130534 | 8585054403356 | LED2 5130534 STEP ON Q S, A 3W 3000K | 1579.05 | 1305 | 4 | ANTRACITE | 7024 | ALUMINIUM/GLASS | PRISMATIC | 220-240V/50-60Hz | 350 mA | ON/OFF | N/A | 80+ | < 3 | L80 B20 30.000h | 175lm | 58lm/W | 82lm/W | N/A | G | N/A | 60° | IP 65 | 100 mm | 100 mm | 100 mm | 100x100x100 mm | N/A | N/A | 110x110x40 mm | 1 | 30 | 18585054403353 | N/A | 0.000484 | 0.25 | 0.3
STEP ON Q L, A | STEP ON |  |  | 6W | 3000K | 5130634 | 8585054403363 | LED2 5130634 STEP ON Q L, A 6W 3000K | 2105.4 | 1740 | 4 | ANTRACITE | 7024 | ALUMINIUM/GLASS | PRISMATIC | 220-240V/50-60Hz | 350 mA | ON/OFF | N/A | 80+ | < 3 | L80 B20 30.000h | 256lm | 43lm/W | 90lm/W | N/A | G | N/A | 60° | IP 65 | 200 mm | 80 mm | 80 mm | 200x80x80 mm | N/A | N/A | 210x90x40 mm | 1 | 24 | 18585054403360 | N/A | 0.000756 | 0.4 | 0.47
STEP IN S, A | STEP IN |  |  | 3,6W | 3000K | 5141434 | 8585054403387 | LED2 5141434 STEP IN S, A 3,6W 3000K | 2105.4 | 1740 | 4 | ANTRACITE | 7024 | ALUMINIUM/PC | PRISMATIC | 220-240V/50-60Hz | 300 mA | ON/OFF | N/A | 80+ | < 3 | L80 B20 30.000h | 106lm | 29lm/W | 146lm/W | N/A | G | N/A | 60° | IP 65 | 107 mm | 65 mm | 75 mm | 107x65x75 mm | N/A | N/A | 135x105x100 mm | 1 | 24 | 18585054403384 | N/A | 0.001418 | 0.3 | 0.4
STEP IN L, A | STEP IN |  |  | 8,5W | 3000K | 5141534 | 8585054403394 | LED2 5141534 STEP IN L, A 8,5W 3000K | 3473.91 | 2871 | 4 | ANTRACITE | 7024 | ALUMINIUM/PC | PRISMATIC | 220-240V/50-60Hz | 500 mA | ON/OFF | N/A | 80+ | < 3 | L80 B20 30.000h | 250lm | 29lm/W | 142lm/W | N/A | G | N/A | 60° | IP 65 | 250 mm | 73 mm | 87 mm | 250x73x87 mm | N/A | N/A | 270x270x110 mm | 1 | 12 | 18585054403391 | N/A | 0.008019 | 0.7 | 0.85
NAVY, A | NAVY |  |  | 35W-GU10 | N/A | 5131204 | 8585054403400 | LED2 5131204 NAVY, A | 1368.51 | 1131 | 4 | ANTRACITE | 7024 | ALUMINIUM/GLASS | FROSTED | 220-240V/50-60Hz | N/A | ON/OFF | N/A | N/A | N/A | N/A | N/A | N/A | N/A | N/A | N/A | N/A | N/A | IP 54 | d60 mm | 112 mm | 110 mm | d60x112x110 mm | N/A | N/A | 170x95x95 mm | 1 | 18 | 18585054403407 | N/A | 0.001534 | 0.5 | 0.62

## Vysvětlivky
Vysvětlivky k vyráběným verzím:
Kabelové stmívání bez možnosti změny teploty světla:
D – DALI/PUSH STMÍVÁNÍ (potřebná 4-5 žilová DALI inteligentní instalace) (PUSH potřebná 3-4 žilová instalace a tlačítko 1/0)
DT – TRIAC/FÁZOVÉ STMÍVÁNÍ (potřebná 2-3 žilová instalace se stmívačem pro LED žárovky/drivery)
Kabelové stmívání s možností změny teploty světla:
DTW – DALI TUNABLE WHITE (potřebná 4-5 žilová DALI inteligentní instalace s podporou DT8 protokolu)
Bezdrátové rádiové stmívání bez možnosti změny teploty světla:
CS – CASAMBI (Bluetooth bezdrátová technologie od společnosti CASAMBI kompatibilní a s PHILIPS HUE a dalšími)
ZB – ZIGBEE (Zigbee bezdrátová technologie kompatibilní i s PHILIPS HUE, AMAZON ALEXA, ATHOM HOMEY a dalšími)
RF – RF (RF ovládání od výrobců bezdrátových vypínaču ELKO EP)
Bezdrátové rádiové stmívání s možností změny teploty světla:
CSTW – CASAMBI TUNABLE WHITE (Bluetooth bezdrátová technologie od společnosti CASAMBI kompatibilní i s PHILIPS HUE a dalšími)
ZBTW – ZIGBEE TUNABLE WHITE (Zigbee bezdrátová technologie kompatibilní i s PHILIPS HUE, AMAZON ALEXA, ATHOM HOMEY a dalšími)

## Příslušenství
Obrázek | Obj.číslo | Popis | MOC vč.DPH | MOC bez DPH | Install |  | Power supply | Use for | [5 empty] | Dimension
[5 empty] | Embedded mounting KU 68 | Surface mounting |  | ZB | ZBTW | CS | CSTW | RF | Android iOS
| NIKO 120-91004 INTENSE WHITE | Niko 120-91004 EnOcean dimmer switch for Hue system, Niko Intense white. For building-based applications, with a maximum indoor RF range is up to 30 m. You must use PHILIPS HUE gateway. | 4316.07 | 3567 | ✔ | ✔ | Kinetic | ✔ | ✔ | X | X | X | X | 83x83x15
| SR-ZGP2801K4-CCT-E | SR-ZGP2801K4-CCT ZIGBEE 3.0 Wall dimmer 1-channel. Tunable white remote control that allows tunable control of white and dimming. Works with Zigbee LED2 lights. Compatible with existing frames from Beker, Gira, Jung, Merten, the Zigbee remote is easy to be mounted on the wall. 20 remote controls can be paired with one luminaire. Range indor 30m. | 2105.4 | 1740 | ✔ | ✔ | Battery CR2430 | X | ✔ | X | X | X | X | 81x81x15
| SR-ZG9001K8-CCT | SR-ZG9001K8-DIM ZIGBEE 3.0 Wall dimmer 1-channel. Tunable white remote control that allows tunable control of white and dimming. Works with Zigbee LED2 lights. It is possible to save 2 light scenes. Compatible with existing frames from Beker, Gira, Jung, Merten, the Zigbee remote is easy to be mounted on the wall. Only one remote control can be paired with one luminaire. Range indor 30m. | 2105.4 | 1740 | ✔ | ✔ | Battery CR2450 | X | ✔ | X | X | X | X | 81x81x15
| SR-ZG9001K8-DIM | SR-ZG9001K8-DIM ZIGBEE 3.0 Wall dimmer 4-channel. Single color remote control that enables switch and dimming control. Works with Zigbee LED2 lights. Compatible with existing frames from Beker, Gira, Jung, Merten, the Zigbee remote is easy to be mounted on the wall. Only one remote control can be paired with one luminaire. Range indor 30m. | 2105.4 | 1740 | ✔ | ✔ | Battery CR2450 | ✔ | X | X | X | X | X | 81x81x15
| SR-ZG9001T4-CCT-EU | SR-ZG9001T4-CCT-EU Dimmer 4-channel tunable white remote control that allows tunable control of white and dimming. Works with Zigbee LED2 lights. It is possible to save 4 light scenes. Only one remote control can be paired with one luminaire. 230V is required to power the device. Installation in the installation box KU 68. Range indor 30m. | 3473.91 | 2871 | ✔ | X | 230V | X | ✔ | X | X | X | X | 86x86x20
| SR-ZG2803-G4-5C | SR-ZG2803-G4-5C ZIGBEE 3.0 Dimmer 4-channel tunable white and RGB remote control that allows tunable control of white, RGB and dimming. Works with Zigbee LED2 lights. Only one remote control can be paired with one luminaire. Range indor 30m. | 1508.87 | 1247 | X | ✔ | Battery CR2025 | ✔ | ✔ | X | X | X | X | 136x34x11
| 450-1200EN1812-TUY-00-BLDAV48 | TUYA/DALI master -controller for the MAG TRACK 48V Control of up to 64 DALI fixtures / 8 groups through TUYA App (BLE). For programming, refer to the datasheet. | 19299.5 | 15950 | X | X | 24/48V | MAG TRACK | [5 empty] | 143x58x18
| 450-1200EN1812-CAS-00-BLDAV48 | CASAMBI/DALI master -controller for the MAG TRACK 48V Control of up to 64 DALI fixtures / 8 groups through CASAMBI App. For programming, refer to the datasheet. | 24212.1 | 20010 | X | X | 24/48V | [6 empty] | 143x58x18
| 450-1200EN1812-CASW0-BLDAV48 | CASAMBI/WIFI/DALI master-controller for the MAG TRACK 48V Control of up to 64 DALI fixtures / 8 groups through CASAMBI App (BLE) and/or through vocal commands as it supports Amazon Alexa and Google Home vocal assistants (Wi-Fi). Designed for MAG TRACK 48V (Multisystem - Evolution). | 34037.3 | 28130 | X | X | 24/48V | [6 empty] | 143x58x18
| TRI 28002213 CASAMBI Xpress switch Black | Xpress is a wireless user interface that can be configured via the Casambi app. The four target buttons can control a scene or an animation of the user’s choice or simply one luminaire, one luminaire group or all lamps together if so desired. Xpress has buttons for dimming. By once tapping the ‘dim down’ button the chosen luminaire or luminaire group will go to 0%. When the ‘dim up’ button is once tapped the luminaire or luminaire group will instead go to 100%. By holding one of the dim-buttons the luminaire or luminaire group will dim smoothly. | 12632.4 | 10440 | ✔ | ✔ | CR 2430 | X | X | ✔ | ✔ | X | ✔ | 90x90x12
| TRI 28002420 CASAMBI Xpress switch White | Xpress is a wireless user interface that can be configured via the Casambi app. The four target buttons can control a scene or an animation of the user’s choice or simply one luminaire, one luminaire group or all lamps together if so desired. Xpress has buttons for dimming. By once tapping the ‘dim down’ button the chosen luminaire or luminaire group will go to 0%. When the ‘dim up’ button is once tapped the luminaire or luminaire group will instead go to 100%. By holding one of the dim-buttons the luminaire or luminaire group will dim smoothly. | 12632.4 | 10440 | ✔ | ✔ | CR 2430 | X | X | ✔ | ✔ | X | ✔ | 90x90x12
| NIKO 360-21001 INTENSE WHITE | NIKO 360-21001+101-00060+120-76100 complete NIKO KINETIC CASAMBI/Xicato Frame+4-Button+kinetic dimmer / NIKO INTENSE WHITE. Maximum indoor RF range up to 10 m. | 4561.7 | 3770 | ✔ | ✔ | Kinetic | X | X | ✔ | ✔ | X | ✔ | 83x83x15